## Cost Comparison (2) (hidden)
BILLS OF QUANTITIES
Cost Comparison Between the Orginal BOQ and Reviewed BOQ
S/No. | GRAND SUMMARY | Curr. | AMOUNT( USD) In the Original BOQ | AMOUNT( USD) in the Reviewed document | Difference | Remarks/Notes on the Varied costs
1 | Preliminaries | USD | 8000 | 10000 | 2000 | There will be insurance and freight costs for imported materials bringing to increase in the prelimiary costs
2 | Intake, Surface Pump & Solar System | USD | 7500 | 113065 | 105565 | The reviewed amount included surface pump and solar system which were left out of the original BOQ
3 | Raw water line | USD | 10500 | 14061.2 | 3561.2 | Estimated costs took into consideration the market prices of HDPE pipes which were left out of the original BOQ
4 | Composite Filtration Unit (CFU) | USD | 57000 | 52710 | -4290 | The variation is 8% which is less that 10% acceptable percentage therefore OK
5 | Rising mains, Surface pump & Solar System | USD | 25874 | 122791 | 96917 | The reviewed amount included surface pump and solar system which were not considered in the original BOQ
6 | Distribution-Goobsweiyn & Smart tap installation | USD | 24500 | 38219.725 | 13719.725 | The increase is attribued to the inclusion of distribution lines to water points and smart taps which were not captured in the original BOQ
7 | Distribution-Luglow & Smart Tap Installation | USD | 13450 | 19186.525 | 5736.525 | The increase is attribued to the inclusion of distribution lines to water points and smart taps which were not captured in the original BOQ
8 | Distribution-Qam Qam & Smart Tap Installation | USD | 9400 | 20130.175 | 10730.175 | The increase is attribued to the inclusion of distribution lines to water points and smart taps which were not captured in the original BOQ
9 | Storage Tanks -2 No: 100CM Clear water Tank & 100CM Elevated Tank | USD | 27500 | 78525.1547 | 51025.1547 | Estimated costs took into consideration of the market prices from reputable Steel tank fabricating companies of Elevated Steel Tanks, the cost difference is also brough about by inclusion of civil works for the Steel Tower
10 | EWT 50CM Backwash | USD | 27500 | 41052.11 | 13552.11 | See above comment
11 | Guard House/ Pump House | USD | 16500 | 6211 | -10289 | The Original Quote was over estimated given the guard house is only 11.5SM. The reviewed estimate provides for a standard finish. The Current average construction cost in Somalia is between US $ 500-550 per square meter.
12 | Site and Auxuliary works | USD | 6500 | 0 | -6500 | This Item was removed from the reviewed BOQ as it was already captured elsewhere under Lumpsome mobilization & Demobilization costs
| Total US $ | USD | 234224 | 515951.8897 | 281727.8897
| Contigency ( 5% of Total) | USD | 11711.2 | 0 | -11711.2 | Contigency costs was captured in the BOQ and therefore not necessary to capture separately.
| GRAND TOTAL | USD | 245935.2 | 515951.8897 | 270016.6897

## Cost Comparison (hidden)
BILLS OF QUANTITIES
Cost Comparison Between the Orginal BOQ and Reviewed BOQ
S/No. | GRAND SUMMARY | Curr. | AMOUNT( USD) In the Original BOQ | AMOUNT( USD) in the Reviewed document | Difference | Remarks/Notes on the Varied costs
1 | Preliminaries | USD | 8000 | 10000 | 2000 | There will be insurance and freight costs for imported materials bringing to increase in the prelimiary costs
2 | Intake, Surface Pump & Solar System | USD | 7500 | 113065 | 105565 | The reviewed amount included surface pump and solar system which were left out of the original BOQ
3 | Raw water line | USD | 10500 | 14061.2 | 3561.2 | Estimated costs took into consideration the market prices of HDPE pipes which were left out of the original BOQ
4 | Composite Filtration Unit (CFU) | USD | 57000 | 52710 | -4290 | The variation is 8% which is less that 10% acceptable percentage therefore OK
5 | Rising mains, Surface pump & Solar System | USD | 25874 | 122791 | 96917 | The reviewed amount included surface pump and solar system which were not considered in the original BOQ
6 | Distribution-Goobsweiyn & Smart tap installation | USD | 24500 | 38219.725 | 13719.725 | The increase is attribued to the inclusion of distribution lines to water points and smart taps which were not captured in the original BOQ
7 | Distribution-Luglow & Smart Tap Installation | USD | 13450 | 19186.525 | 5736.525 | The increase is attribued to the inclusion of distribution lines to water points and smart taps which were not captured in the original BOQ
8 | Distribution-Qam Qam & Smart Tap Installation | USD | 9400 | 20130.175 | 10730.175 | The increase is attribued to the inclusion of distribution lines to water points and smart taps which were not captured in the original BOQ
9 | Storage Tanks -2 No: 100CM Clear water Tank & 100CM Elevated Tank | USD | 27500 | 78525.1547 | 51025.1547 | Estimated costs took into consideration of the market prices from reputable Steel tank fabricating companies of Elevated Steel Tanks, the cost difference is also brough about by inclusion of civil works for the Steel Tower
10 | EWT 50CM Backwash | USD | 27500 | 41052.11 | 13552.11 | See above comment
11 | Guard House/ Pump House | USD | 16500 | 6211 | -10289 | The Original Quote was over estimated given the guard house is only 11.5SM. The reviewed estimate provides for a standard finish. The Current average construction cost in Somalia is between US $ 500-550 per square meter.
12 | Site and Auxuliary works | USD | 6500 | 0 | -6500 | This Item was removed from the reviewed BOQ as it was already captured elsewhere under Lumpsome mobilization & Demobilization costs
| Total US $ | USD | 234224 | 515951.8897 | 281727.8897
| Contigency ( 5% of Total) | USD | 11711.2 | 0 | -11711.2 | Contigency costs was captured in the BOQ and therefore not necessary to capture separately.
| GRAND TOTAL | USD | 245935.2 | 515951.8897 | 270016.6897

## Cover Page
REHABILITATION WORKS AT MOE OFFICES AND TTI IN JUBALAND
BILL OF QUANTITIES (BOQ)
Contents
* Cover Page
* Preamble
* Grand Summary
*Detailed Bill of Quantity (BoQ)

## PREAMBLE
PREAMBLE TO BILLS OF QUANTITIES (BOQs)
REHABILITATION WORKS AT MOE OFFICES AND TTI IN JUBALAND
PREAMBLE TO BILLS OF QUANTITIES (BoQs)
1 | Objectives:
The objectives of the Bill of Quantities (BoQs) are:
(a) to provide sufficient information on the quantities of Works to be performed to enable bids to be prepared efficiently and accurately; and
(b) when a Contract has been entered into, to provide a priced Bill of Quantities (BoQs) for use in the periodic valuation of Works executed.
In order to attain these objectives, Works have been itemized in the Bill of Quantities (BoQs) in sufficient detail to distinguish between the different classes of Works, or between Works of the same nature carried out in differently or in other circumstances which may give rise to different considerations of cost.
2 | The Bills of Quantities (BoQs) for the Works comprise the following:
Preamble to Bill of Quantities
List of principal Quantities
Grand Summary
3 | The Contractor’s unit rates in these bills are to cover supplying of materials, taking delivery, transporting, loading and off loading inspection, storage, stacking, landing, preparation, installation including provision of all labor, requirement false work, temporary support, surface preparation and testing of the works. The rates shall include all applicable taxes and duty. The cost of testing of the materials to be used in the works unless otherwise provided is to be included in the rates of the respective Bill items.
4 | Measurement for payment shall be for the complete installation and having passed all necessary tests.
5 | Work shall not be executed on a Day Work Basis unless ordered in writing by the Contractor on approval by the Employer. The rates entered in the Day works Bill of Quantities (BoQs) shall apply to any quantity of Day Work instructed by the Engineer. Nominal quantities have been indicated against each item to permit the extended total to be carried forward to the Grand Summary.
6 | “Rates and prices shall be inserted in the rate and total columns of the Bill of Quantities (BoQs) in US$
7 | Bills of Quantities (BoQs) are to be read in conjunction with the Instructions to Bidders, the Conditions of Contract Data, the Specifications and the Drawings. The quantities stated against each item in the Bills of Quantities (BoQs), with the exception of those items specifically marked ‘SUM’, are the estimated quantities of the Work to be executed by the Contractor in fulfillment of his/her obligations under the Contract.
8 | The Contractor is required to check the number of the pages and should any be found to be missing or in duplicate he must inform the Engineer at once and have the same rectified.
9 | No liability whatever will be admitted or claim allowed in respect of errors in the Contractor’s tender due to mistakes in the Bills of Quantities (BoQs) which should have been rectified in the manner described above.
10 | The contractor shall not alter or otherwise qualify the text of these Bills of Quantities (BoQs). Any alteration or qualification made without authority will be ignored and the text of the Bills of Quantities (BoQs) as printed will be adhered to.
11 | Each item in the Bills of Quantities (BoQs) is to be priced. If any items are left un-priced it will be assumed that the value of the work described there under is elsewhere allowed for. The prices and rates to be inserted in the Bills of Quantities (BoQs) are to be fully inclusive of all costs and expenses which may be required for the construction of the work described, together with general risks, liabilities and obligations set forth or implied in these documents.
12 | In no case will any claim for expenses incurred by the Contractor in preparation of this Tender be allowed.
13 | The Contractor is solely responsible for the accurate ordering of materials in accordance with the Specifications, Drawings and Engineer’s Instructions and no claim for any loss or expense will be entertained for orders for materials based on the Bills of Quantities (BoQs).
14 | The quantities given in the Bills of Quantities (BoQs) are estimated and no claim by the Contractor for the final quantities being larger or smaller than the quantities given in the Bills of Quantities (BoQs) will be permitted.
15 | The dimensions given in the Drawings are generally in millimeters unless otherwise indicated. Levels are given in meters.
16 | The term ‘provide’ or ‘supply’ used for any item shall be deemed to include transport to site, handling, storage and fixing complete, and the Bidder’s rate shall include for this.
17 | The following abbreviations might have been used in the Bills of Quantities (BoQ) and shall be interpreted as:
| kg | kilogram
| t | tonne
| m | meter
| SM | square meter
| CM | cubic meter
| mm | millimeter
| Nr. | Number
| LM | Linear meter
| USD | United States Dollar
| uPVC | un-plasticized poly vinyl chloride
| HDPE | high density polyethylene
| GMS | galvanized mild steel
| LS | Lump Sum
| PS | Provisional Sum
General Items
18 | Unless otherwise provided there are no separate measurement items for Contractual requirements. The Contractor is deemed to have included his costs for the Contractual requirement

## GRAND SUMMARY
BILLS OF QUANTITIES
REHABILITATION WORKS AT MOE OFFICES AND TTI IN JUBALAND
LOT | GRAND SUMMARY | Curr. | AMOUNT
LOT 1
a. | Works at MoE office block Jubaland | USD | 0
b. | Rehab works at MoE offfice premises | USD | 0
| Total LOT 1 | USD | 0
Total LOT 2
a. | Rehab works Jubaland TTI-Security Enhancement | USD | 0
b. | Rehab works Jubaland TTI-Rehab 6 latrines | USD | 0
c. | Rehab works Jubaland TTI-Ground storage | USD | 0
d. | Rehab works Jubaland TTI-Admin Block and Latrines | USD | 0
e. | Rehab works Jubaland TTI-Canteen & store rehab works | USD | 0
f. | Rehab works Jubaland TTI-Elevated tank | USD | 0
| Total LOT 2 | USD | 0

## LOT 1-E-JLS MOE MINISTER OFFICE
Concern Worldwide
BID SCHEDULE
PROPOSED CONSTRUCTION OF NEW MINISTRY OF IN KISMAYO, JUBALAND.
Location: KISMAYO, JUBALAND
ITEM | DESCRIPTION | QTY | UNIT | BID UNIT RATE | AMOUNT (USD)
CONSTRUCTION MINISTER OF EDUCATION NEW OFFICE.
Notes: The contractor is reminded to visit the site before filling the Request for Quotation to ascertain the extent of the conditions of site. All quantified works in the Request for Quatation are provisional and payment shall be made based on the actual work executed at the site and agreed upon by all parties. The contractor is advised to constantly seek the Engineer instructions at each phase of the work and if required, before filling the Request for Quotation. All unit rate shall be deemed to include all elements of supplying and construction work that is labour and other overheads eg security, profit and overheads, cost of materials, wastages, transport etc.
BILL NO 1 PRELIMINARY WORKS
The contractor shall provide, erect and maintain all safety measures requirements according to specifications, including protecting the scaffolding with special cloth or fabric, and work plan for all items should be submitted before starting any activity. The contractor is reminded to supply crushed machine ballast for any concrete works at the site.
1 | Demolish the existing structure, delapidated,Vehicle pit check, ramps ,shed and trees ; recommended to visit to the site before you fill out BoQs. | 1 | lm |  | 0
1.1 | Provision for building site office and temporary store as directed by site Engineer on site. Cost to include erecting corrugated iron sheet along the site compound to act as hoarding and any cost to be incurred in preparation | 1 | item |  | 0
1.2 | Clear the site to remove trees and top soil to an average depth of 150mm. The work includes mobilization, site clearing the scrubs, removal any tree and roots, | 1 | item |  | 0
Total Bill No.1 (Carried to Summary) |  |  |  |  | 0
BILL NO 2 EXCAVATION AND EARTHWORKS
2.1 | Excavate starting from stripped level a 600mm wide foundation trench to an average depth of 1500mm (1.5m) in normal soil to be approved by site Engineer | 65.7 | cum |  | 0
2.2 | Excavate starting from stripped level a column base foundation as per foundation layout to an average depth of 1750mm (1.75m) in normal soil to be approved by site Engineer | 22.75 | cum |  | 0
2.3 | Supply all materials and cast 50mm concrete for blinding concrete ratio 1:4:8 for the trench and column base | 2.84 | cum |  | 0
2.4 | Return fill in and ram excavated material around foundations as directed by Engineer on site | 6.57 | cum |  | 0
2.5 | Cart-away surplus excavated materials to where directed by Engineer | 1 | Lm |  | 0
2.6 | Allow for keeping excavations free from undergroung, or storm water | 1 | item |  | 0
Total Bill No.2 (Carried to Summary) |  |  |  |  | 0
BILL NO 3 SUBSTRUCTURE WORKS
The following items include supply and cast of concrete, shuttering, tie rods, spacers, supply and placing of concrete, vibrating, steel reinforcement shaping and fixing, curing, steel reinforcement, and supply and cast the required concrete, using mechanical vibrators, curing, testing steel reinforcement and concrete, and all other requirements and workmanship as per specifications, drawings and engineers instructions.
3.1 | Supply and handpark 300mm hardcore filling well watered and compacted to receive murram (m.s) as directed on site. | 51 | cum |  | 0
3.2 | Supply and lay 50mm thick murram blinding well compacted to receive floor bed(m.s) | 8.5 | cum |  | 0
Concrete works
Vibrated reinforced concrete 1:2:4 to:-
3.3 | Supply all materials and cast 200mm thick foundation Strip foundation footing 600mm thick and 13No. Column Bases 600mm thick, with cross-section of 1m x 1m. | 12.8 | cum |  | 0
3.3 | Supply all materials and cast 200 x 200mm stub column from the Column neck to ground level a height of 1.5 meters as provided in the structural drawings | 0.78 | cum |  | 0
3.3 | Supply all materials and cast 200 x 400 ground beam | 6.8 | cum |  | 0
3.3 | Supply all materials and cast 150mm thick floor slab | 24.75 | cum |  | 0
3.7 | Supply all materials and cast 200mm thick column bases to be approved by Engineer and according structural drawings | 2.6 | cum |  | 0
Reinforcement details
3.8 | Supply and fix one layer B.R.C ref. No. A 142 fabric reinforcement with 150mm end laps tying wire and spacer blocks weighing 2.22kg/sm (measured nett, allow for laps) | 165 | sq.m |  | 0
3.9 | Supply and fix strip steel reinforcement round bars to B.s 4449 including all cutting to size, binding wire and spacer blocks in strip to be placed according to the structural drawings provided or as advised by Structural Site Engineer ( D12-1,609.06kg, D8-205.80kg) | 1814.851 | kg |  | 0
Sawnform work to:-
3.1 | Supply and fix formwork for sides of stub columns, strip footing formworks and edges of base columns | 95 | sq.m |  | 0
3.11 | Supply and fix formwork for sides and edges of floor bed 75-160mm high | 14.25 | lm |  | 0
Foundation Walling
3.12 | 200mm thick solid blocks grade1 walling in cement sand mortar 1:3 with and including hoop-iron after every 2nd alternate course. | 89.25 | SM |  | 0
3.13 | Premise 200cc" or any other equal and approved anti-termite treatment applied as per manufactures | 165 | SM |  | 0
Damp proofing
3.14 | 500mm gauge polythene damp proof membrane with 150mm (Min) end and side laps | 165 | sq.m |  | 0
3 ply hessian based bituminous felt damp proof course bedded on mortar including leveling:-
3.15 | Supply and fix 200mm wide damp proof course under walls. | 85 | lm |  | 0
Plinths
3.16 | Supply and fix 12mm thick rendering in cement sand mortar 1:4 | 0.204 | cum |  | 0
3.17 | Prepare and apply 3 coats black bituminous paint | 85 | sq.m |  | 0
Total Bill No.3 (Carried to Summary) |  |  |  |  | 0
BILL NO 4 SUPERSTRUCTURE WORKS
1- Supplying , placing, workmanship, mortar, scaffolds, filling mastic for expansion joints and all other required materials, equipment and tools to complete the work according to specifications and directions of supervisor engineer. 2 -Contractor to provide samples for approval and all the required tests. 3-The following items include supply and cast of concrete, shuttering, tie rods, spacers, supply and placing of concrete, vibrating, steel reinforcement shaping and fixing, curing, steel reinforcement, and supply and cast the required concrete, using mechanical vibrators, curing, testing steel reinforcement and concrete, and all other requirements and workmanship as per specifications, drawings and engineers instructions. The contractor has to submit shop drawings for approval prior to work.
Vibrated reinforced concrete 1:2:4 (20/20) in:-
4.1 | Supply all materials and cast ring beam & Lintols as per structural design drawings | 13.76 | cum |  | 0
4.2 | Supply all materials and cast 13columns as per structural design drawings attached work to be approved by Engineer | 1.768 | cum |  | 0
Formwork
4.3 | Supply and fix formwork for sides of columns | 18.8 | sq.m |  | 0
4.4 | Supply and fix formwork on sides and soffites of ringbeams | 30 | sq.m |  | 0
Reinforcement works
4.5 | Assorted for beam & column reinforcement D-12 | 767.9424 | kg |  | 0
4.6 | Assorted for beam & column reinforcement D-8 | 80.896 | kg |  | 0
Walling
4.7 | 200mm thick Solid Block cement walling in cement mortar 1:4 with and including hoop-iron after every 2nd alternate course | 181 | sq.m |  | 0
Total Bill No.4 (Carried to Summary) |  |  |  |  | 0
BILL NO 5 DOORS
All works must be according to drawings, specification and engineer instructions.Rates shall include:- 1- Submitting samples for steel section for approval of material, accessories, color and fixation method 2- Steel frames should be filled with fine aggregate mortar concrete, for fixation 3- Hardware, ironmongery and accessories should be approved before supply the materials 4-All required tests for painting materials.
Doors
5.1 | New 2,150mmx900mm with first class exported hardwood timber doors (Singapore model) complete with all necessary fittings, fixtures, handles and locks. Door type 01 - 45mm thick hardwood double Single panel door overall size 900 x 2150mm high with approved decorative glass in fan light size 1000 x 300mm, full jamb 250 x 50mm rebated hardwood solid timber frame, 25mm quadrant beading, 50 x 15mm architraves with surface primed back, complete with polishing and appropriate three (3) coats clear lacquer all done to the satisfaction of the Architect in accordance with Architectural drawings | 4 | no |  | 0
| Chinese Door type 01 - 45mm thick stainle steel double Single panel door overall size 1200 x 2150mm high with approved decorative glass in fan light size 1000 x 300mm, full jamb 250 x 50mm rebated hardwood solid timber frame, 25mm quadrant beading, 50 x 15mm architraves with surface primed back, complete with polishing and appropriate three (3) coats clear lacquer all done to the satisfaction of the Architect in accordance with Architectural drawings | 2 | no |  | 0
Total Bill No.5 (Carried to Summary) |  |  |  |  | 0
BILL NO 6 WINDOWS
Supply, assemle and fix the following purpose made (standard W20 heavy duty sections) complete with opening accessories and permanent vents for the full width of window as detailed including 4mm thick toughened glazing fixing lugs to stone wall and pointing all round frames in mastic with 25 x 3mm steel flats burglarproofing at opening sashes only and full gloss decoration as necessary;
6.1 | Supply and fix Alumunuim windows PVC frames .(measuring 1500 x 1200mm inclusive frame), 5mm thick plate , high quality lever fasteners, | 11 | no |  | 0
Total Bill No.6 (Carried to Summary) |  |  |  |  | 0
ELEMENT NO. 7 ROOFING
The contractor is reminded to include in his pricing, the cost of supply, cutting waste and erecting. Timber to be treated as described in the specifications. All roofing timber should be 2nd grade cellcured cypress, straight, well seasoned, free from knots and insect attacks. All steel trusses to be approved before installation
7.1 | Supply fix 28 IT5 Gauge Galvanized corrugated Iron sheet pre-painted . Secured with approved accessories. | 226 | sq.m |  | 0
7.2 | Supply and fix matching barrel end 150mm half round ridge capping. | 43 | lm |  | 0
7.3 | Supply and fabricate timber trusses spaced @ 1500 c/c along wall plate using 150mm x 50mm thick timber members for trusses, rafters, struts and collars | 298 | lm |  | 0
7.4 | Supply and fix 100 x 50mm wall plate secured on the wall using bolts and fixed with hoop iron to ring beam. | 86 | lm |  | 0
7.5 | 50mm x 50mm cypress timber for purlins spaced @ 375 mm across the trusses and secured to the truss rafters using appropriate bolts, nuts and washers | 265 | lm |  | 0
7.6 | 200 x 25mm fascia board (apply wood primer on back of timber before fixing fascia board. | 45.6 | lm |  | 0
GYPSUM CEILING
7.7 | Provide and install Plain Gypsum Concealed False ceiling at specified height, made of 1/2" thick Elephant Brand Gypsum board placed on aluminium 'T' frame, hung with structural ceiling with MS hangers i/c provision of light/Access holes, down and up panels, light pelmets, rope light pelmets complete as per design and drawings or as directed by the consultant. (exposed surface area will be measured) | 180.8 | sq.m |  | 0
WALL CLADDING
7.8 | Provide, make ,finish and fix Ash Ply cladding made of Partal wood frame of 1 1/2" x 1 1/2" wood batons, jointed at 2' x 2' both ways fixed to floor and slab with 3'' long steel rawal bolts, both sides topped with 1/2" thick imported MDF on bottom cladded with Ash ply, lipping on all edges made of knot free Wood, provide grooves, strictly according to drawings, this includes all nails, screws, glues etc. complete in all respect according to drawings and design or As directed by the Engineer. | 262.5 | sq.m |  | 0
Total Bill No.7 (Carried to Summary) |  |  |  |  | 0
BILL NO 8 FINISHES
All works must be according to specification and engineer instructions. Rates shall include : 1-Supply of all needed materials, including galvanized angles for the corners as well as the use of galvanized wire mesh between concrete 2-Preparation works by covering all conduits of electricity, water supplies ,between existing walls and slabs … etc, with a galvanized wire mesh at least 20cm width coated by mortar (1:1) cement : sand and the work includes removal of wires and nails and cleaning of surfaces to be ready for plastering .This should be done prior to commencement of plastering and after obtaining a written approval from the supervision engineer. 3-Contractor shall take into consideration that all – direct and indirect works and expenses required for the completion of the coming items are included in the unit price.4-Curing with water for at least three days for each coat. 5-Price of plastering shall include all required materials and works, mixing, scaffolds, cleaning the site, required equipment and workmanship to complete the work according to specifications and directions of the engineer 6- Price of tiling works shall include supply of all materials, mixing the cement paste, cutting the tiles to the required shapes and dimensions, cleaning the site ,required equipment & workmanship to complete the work according to specifications and directions of the engineer.
Floors
8.1 | 400 x 400 x 6 mm thick ceramic floor tiles | 170 | sq.m |  | 0
Walls
8.2 | 12mm thick cement sand plaster on internal and external walls | 362 | sq.m |  | 0
Total Bill No.8 (Carried to Summary) |  |  |  |  | 0
BILL NO 9 PAINTING AND DECORATIONS
9.1 | Prepare and apply three coats Ruff 'N' safi exterior long lasting first grade plastic emulsion paint or any other equal and approved paint to Rendered surfaces | 362 | Sm |  | 0
9.2 | Supply, prepare and apply 3 coats smooth velvet emulsion paint or any other equal and approved paint to Plastered walls | 362 | Sm |  | 0
Total Bill No.9 (Carried to Summary) |  |  |  |  | 0
BILL NO 10 ELECTRICAL WORKS
10.1 | Twin Socket outlet | 11 | no |  | 0
10.2 | Single switch outlet | 8 | no |  | 0
10.3 | Flourscent light outlet | 10 | no |  | 0
10.4 | 8 -way SPN Consumer Unit for Flush Mounting incorporating 63 Amps Double Pole (DP) Main Isolator, Front Door Locking Device, Front Cover Labels and Spare Way Blanking Plates, but without MCBs. As SCHEIDER, SPS or equal and approved. Type CU3 | 4 | no |  | 0
HVAC Supply, Deliver, Install, Test and Commission the following AC indoor units including with all accessories including all connections as described.
10.5 | Wall mounted unit of cooling capacity: 12.3kW with inbuilt drain pump, power input: 0.15kW, single phase, Refrigerant R-410A complete with all hanging accessories, remote control, filter chamber, drain pump kit, suction canvas, ceiling panel, wiring from DP switch to fan coil unit, fabricated steel mounting brackets, steel frames and raw bolts, anti-vibration mountings. DP switch to be positioned next to the in door unit. The indoor unit shall be to Daikin/Toshiba/LG make or approved equivalent. | 4 | no |  | 0
Ceilling/Wall Fans
10.6 | Supply and installation of fused shuttered switched socket outlet to comply with relevant BS standard (Clipsal, Orange, Crabtree/ Tenby/ABB or equivalent). Wiring (including supply of earth wire and all other material required) of above socket outlet using approved type 2.5mm² PVC/PVC copper cable and 2.5mm² earth wire drawn through securely fixed concealed PVC conduit in a ring circuit. | 4 | no |  | 0
Fire Fighting Services
10.8 | Supply installation 4.5 Litres discharge controlled type carbon dioxide gas portable fire extinguisher manufactured to BS 5423 with normal charge | 3 | no |  | 0
10.9 | 9Kg dry powder multi-purposed fire class A, B and C as manufactured by Angus Fire Armour ABC multipurpose model AP 9K or equal and approved | 3 | no |  | 0
Total Bill No.10 (Carried to Summary) |  |  |  |  | 0
VIP ABLUTIONS OF ADMIN BLOCK
ITEM | DESCRIPTION | QTY | UNIT | BID UNIT PRICE | BID AMOUNT (USD)
BILL NO 1 DOORS AND WINDOWS
1.1 | New 2,150mmx800mm with first class exported hardwood timber doors (Singapore model) complete with all necessary fittings, fixtures, handles and locks. Door type 01 - 45mm thick hardwood double Single panel door overall size 900 x 2150mm high with approved decorative glass in fan light size 1000 x 300mm, full jamb 250 x 50mm rebated hardwood solid timber frame, 25mm quadrant beading, 50 x 15mm architraves with surface primed back, complete with polishing and appropriate three (3) coats clear lacquer all done to the satisfaction of the Architect in accordance with Architectural drawings | 1 | no |  | 0
1.2 | Supply and fix Alumunuim windows PVC frames .(measuring 600 x 600mm inclusive frame), 5mm thick plate , high quality lever fasteners, | 2 | no |  | 0
| Total Bill No.1 |  |  |  | 0
BILL NO. 2 FINISHES
2.1 | 150 x 200 x 6 mm thick ceramic wall tiles | 49 | sq.m |  | 0
2.2 | 200 x 200 x 6 mm thick ceramic FLOOR tiles | 10 | sq.m |  | 0
2.5 | Prepare and apply three coats of gloss oil paint; 'Premium Grade brand' to wall surfaces | 28 | sq.m |  | 0
2.6 | Raking and keying to all masonry walling | 14 | sq.m |  | 0
| Total Bill No.2 |  |  |  | 0
BILL NO. 3 Plumbing works
3.1 | Fittings | 1 |  |  | 0
3.2 | Water closet (W.C.) suite in white vitreous china comprising: Glazed W.C. pan with heavy duty unbreakable plastic seat and cover, close couple cistern and fittings, 6.0 litres, including chrome lever and cover clip and WC outlet connector. The cistern to have internal overflow. Water closet pan to be as 'Twyford classic' or equal and approved | 1 | no |  | 0
3.3 | Pedestal Vip wash hand in white vitreous china size 700x500 mm complete with 'Aztec' chromed taps and handles, a 32mm diameter chrome plated pop-up waste and a 32mm Caradon Terrain' plastic bottle trap. Wash hand basin to be as 'Twyford Galerie Design' or equal and approved | 1 | no |  | 0
3.4 | Wall mounted Pegler tap or equal approved complet plus necessary piping and joints | 1 | no |  | 0
PPR Pipes
3.5 | Supply, deliver and install pipes, tubing and fittings as described and shown on the drawings. The pipes shall be PPR PN 20 pipes and all conforming to the current European standards for PPR installations and to the Engineers approval, pipe jointing shall be by polyfusin or use of electric coupling and to manufacturer's printed instructions. Rates must allow for all Metal/plastic threaded adaptors where required, valves, unions, sockets, sliding and fixed joints, support raceways, isolating sheaths, elastic material, expansion arms and bends, crossovers, couplings, clippings, connectors, joints and for the connection of sanitary fixtures etc. as required in the running lengths of pipework and also where necessary, for pipe fixing clips, holder bats plugged and screwed for the proper and satisfactory functioning of the system. The pipes will be pressure tested before the plastering of wall commences and as per the manufacturers recommended testing procedures. The sizes indicated are the minimum bore sizes. | 2 | no |  | 0
3.6 | Plastic water storage tank have capacity 2000 litters (Medium duty water storage tank) Specification • Capacity in litters (O/H 2000) • Height 55 inch • Diameter inches 63 inch • M.Hole 18 inch | 1 | no |  | 0
3.7 | Water supply pipes installations 1.5 Inch uPVC water pipes complete with connection auxillaries (Elbows, sockets and electrical threading/smelter) | 1 | Items |  | 0
| Total Bill No.3 |  |  |  | 0
BILL NO. 4 Septic Tank
EXCAVATION AND EARTHWORKS
a) | Excavate starting from stripped level for septic tank pit size proided in the drawing indepths of 1500mm in normal soil to be approved by site Engineer | 16.26 | cum |  | 0
b) | Supply all materials and cast 50mm concrete for blinding concrete ratio 1:4:8 | 0.58 | cum |  | 0
c) | Return fill in and ram excavated material around foundations as directed by Engineer on site | 10.8 | cum |  | 0
d) | Cart-away surplus excavated materials to where directed by Engineer | 5 | cum |  | 0
e) | Allow for keeping excavations free from undergroung, or storm water | 1 | item |  | 0
| Excavation works (Carried to Summary) |  |  |  | 0
SUBSTRUCTURE WORKS
Concrete works
Vibrated reinforced concrete 1:2:4 to:-
f) | Supply all materials and cast 150mm thick Slab and 100mm dividing wall | 2.47 | cum |  | 0
Reinforcement details
g) | Supply and fix strip steel reinforcement round bars to B.s 4449 including all cutting to size, binding wire and spacer blocks in strip to be placed according to the structural drawings provided or as advised by Structural Site Engineer | 259.4 | kg-D12,8 |  | 0
Walling
h) | 200mm thick natural stone grade1 walling in cement sand mortar 1:3 with and including hoop- iron after every 2nd alternate course. | 11.2 | sq.m |  | 0
| Substracture (Carried to Summary) |  |  |  | 0
SUPERSTRUCTURE WORKS
1- Supplying , placing, workmanship, mortar, scaffolds, filling mastic for expansion joints and all other required materials, equipment and tools to complete the work according to specifications and directions of supervisor engineer. 2 -Contractor to provide samples for approval and all the required tests. 3-The following items include supply and cast of concrete, shuttering, tie rods, spacers, supply and placing of concrete, vibrating, steel reinforcement shaping and fixing, curing, steel reinforcement, and supply and cast the required concrete, using mechanical vibrators, curing, testing steel reinforcement and concrete, and all other requirements and workmanship as per specifications, drawings and engineers instructions. The contractor has to submit shop drawings for approval prior to work.
Vibrated reinforced concrete 1:2:4 (20/20) in:-
i) | Supply all materials and cast ring beams & Lintols as per structural design drawings | 1.26 | cum |  | 0
Formwork
j) | Supply and fix formwork on sides of ringbeams | 12.6 | sq.m |  | 0
Reinforcement works
k) | Assorted for beam reinforcement | 132.3 | kg-D10 |  | 0
| Super structure works (Carried to Summary) |  |  |  | 0
BILL NO 11.4: FINISHES
Walls
l) | 10mm thick cement sand plaster on internal walls | 14 | sq.m |  | 0
m) | inlet and outlet manholes | 5 | no |  | 0
n) | soak away pit excavation and filling up with approved loose material 1000mm dia with a depth of 2000mm filled with broken hardcore and covere on top with polythene | 1 | no |  | 0
o) | Cast mass concrete 200mm thick, dosage 1:3:6 | 0.40212 | CM |  | 0
p) | Construct 200mm thick walling | 3.7699 | SM |  | 0
q) | Cast 150mm thick cover slab Cocrete C20/25 200mm | 0.30159 | CM |  | 0
r) | Slab reinforcement ribbed 10mm bars | 19.9908 | kg
t) | 600X400mm inspection chambers to acceptable depths approved by site engineeer compleet with approved concrete manhole cover | 3 | no |  | 0
| Sub total Finishes (Carried to Summary) |  |  |  | 0
| Total Bill No.4 Septic Tank |  |  |  | 0
Summary for construction of MoE office
1 | Total Bill No. 1 | 1 | Lot | 0 | 0
2 | Total Bill No. 2 | 1 | Lot | 0 | 0
3 | Total Bill No. 3 | 1 | Lot | 0 | 0
4 | Total Bill No. 4 | 1 | Lot | 0 | 0
5 | Total Bill No. 5 | 1 | Lot | 0 | 0
6 | Total Bill No. 6 | 1 | Lot | 0 | 0
7 | Total Bill No. 7 | 1 | Lot | 0 | 0
8 | Total Bill No. 8 | 1 | Lot | 0 | 0
9 | Total Bill No. 9 | 1 | Lot | 0 | 0
10 | Total Bill No. 10 | 1 | Lot | 0 | 0
| SUB-TOTAL |  |  |  | 0
SUMMARY FOR CONSTRUCTION VIP ABLUTION UNITS
1 | Total Bill No. 1 | 1 | Lot | 0 | 0
2 | Total Bill No. 2 | 1 | Lot | 0 | 0
3 | Total Bill No. 3 | 1 | Lot | 0 | 0
4 | Total Bill No. 4 | 1 | Lot | 0 | 0
SUB-TOTAL |  |  |  |  | 0
GRAND TOTAL BID AMOUNT |  |  |  |  | 0
AMOUNT IN WORDS:

## LOT1-F-M MOE JLS REHAB WORKS_JH
Concern Worldwide
BID SCHEDULE
PROPOSED REHABILITATION OF JUBALAND MINISTRY OF EDUCATION , KISMAYO - SOMALIA
Location: Kismayo Lower Juba.
ITEM | DESCRIPTION | QTY | UNIT | BID UNIT RATE | AMOUNT (USD)
1 | REHABILITATION WORKS ON EXISTING STRUCTURES JUBALAND MOE.
Notes: The contractor is reminded to visit the site before filling the Request for Quotation to ascertain the extent of the conditions of site. All quantified works in the Request for Quatation are provisional and payment shall be made based on the actual work executed at the site and agreed upon by all parties. The contractor is advised to constantly seek the Engineer instructions at each phase of the work and if required, before filling the Request for Quotation. All unit rate shall be deemed to include all elements of supplying and construction work that is labour and other overheads eg security, profit and overheads, cost of materials, wastages, transport etc.
1 | BLOCK A- Rehabiliatation of Existing Office block to create Verandah & Roofing and Gutter drain system.
SITE MOBILIZATION
A | Site Mobilization and Clearance incluidng removal damaged material,floors, iron sheets Doors,windows and earth works leveling both cut and fill. | 1 | lm |  | 0
| Back filling Cut area for leveling and made proper draine for water run off | 4800 | SM |  | 0
SUBSTRUCTURE WORKS
Excavation & Earth Works
B | Excavate starting from stripped level a 600mm wide foundation trench to an average depth of 700mm in normal soil to be approved by site Engineer | 24.738 | CM |  | 0
C | Excavate starting from stripped level a column base foundation as per foundation layout to an average depth of 950mm in normal soil to be approved by site Engineer | 5.814 | CM |  | 0
Concrete works
D | Supply all materials and cast 50mm concrete for blinding concrete ratio 1:4:8 | 1.608 | CM |  | 0
Vibrated reinforced concrete 1:1.5:3 to:-
E | Supply all materials and cast 600x 600 x 200mm thick pad footing for the column base (17No.) according to structural details provided in the drawing | 1.224 | CM |  | 0
F | Supply all materials and cast 200mm Diameter column with a height of 700mm for a total pf 17No. Columns according to structural details provided in the drawing | 0.37385 | CM |  | 0
G | Supply all materials and cast 200mmx200mm thick grade beam. | 2.16 | CM |  | 0
H | Supply all materials and cast 150mm thick floor slab | 21.6 | CM |  | 0
I | Supply and lay 150mm thick murram blinding well compacted to receive floor bed(m.s) | 144 | SM |  | 0
J | 500mm gauge polythene damp proof membrane with 150mm (Min) end and side laps | 144 | SM |  | 0
Reinforcement details
J | Supply and fix one layer B.R.C ref. No. A 142 fabric reinforcement with 150mm end laps tying wire and spacer blocks weighing 2.22kg/sm (measured nett, allow for laps) | 144 | SM |  | 0
K | Supply and fix strip steel reinforcement round bars to B.s 4449 including all cutting to size, binding wire and spacer blocks in strip to be placed according to the structural drawings provided or as advised by Structural Site Engineer ( Column and base D12-99.6kg; D8-21.17kg; Grade beam D12-191.81kg, D8-95.99kg) | 408.57 | Kg |  | 0
Sawnform work to:-
L | Supply and fix formwork for sides of stub columns, strip footing formworks and edges of base columns | 10.24 | SM |  | 0
M | Supply and fix formwork for sides and edges of floor bed 100-160mm high | 64 | LM |  | 0
Foundation Walling
N | 200mm thick solid natural block ( grade1 )walling in cement sand mortar 1:3 with and including hoop-iron after every 2nd alternate course. | 29.7 | SM |  | 0
SUPERSTRUCTURE WORKS
Vibrated reinforced concrete 1:1.5:3 (25/25) in:-
O | Supply all materials and cast 200mm Diameter column with a height of 2100mm for a total pf 17No. Columns according to structural details provided in the drawing | 1.1215 | CM |  | 0
P | Supply all materials and cast 200mmx200mm Lintols as per structural detail | 2.16 | CM |  | 0
Formwork
Q | Supply and fix formwork for sides of columns | 21 | SM |  | 0
R | Supply and fix formwork on sides and soffites of ringbeams | 12 | SM |  | 0
Reinforcement works
S | Supply and fix strip steel reinforcement round bars to B.s 4449 including all cutting to size, binding wire and spacer blocks in strip to be placed according to the structural drawings provided or as advised by Structural Site Engineer ( 17 no.Columns 2.2meters-D12-169.08kg; D8-66.48kg; Lintol beam D12-191.81kg, D8-95.99kg) | 523.36 | Kg |  | 0
PARAPET Walls
T | 200mm thick natural solid Block to a height of 1.2 meters on mortar 1:4 with and including hoop-iron after every 2nd alternate course and Supply and fix concrete vent blocks above the windows , and finish edges in cement screed, | 49.2 | SM |  | 0
| Carried to Summary of Rehabilitation Works |  |  |  | 0
ROOFING
U | Supply and fix 28 IT5 Gauge Galvanized corrugated Iron sheet pre-painted . Secured with approved accessoriesGCI sheet including timber trusses spaced @ 1500 c/c along with 50mm x 50mm cypress timber for purlins spaced @ 375 mm across the trusses and secured to the truss rafters using appropriate bolts, nuts and washer | 165.6 | SM |  | 0
Ceilling Broad
V | interior decoration ceiling design, 6 mm thick plywood laminated ceiling on 50 x 50mm SW brandering @600x600mm c/c | 144 | SM |  | 0
Fascia Board
W | 200 x 25mm fascia board (apply wood primer on back of timber before fixing fascia board. | 54 | Lm |  | 0
ELECTRICAL INSTALLATIONS
X | Provide a Provisional for Internal Decorative light,lumps and sockets Installations to be expended as directed by the Civil Engineer and measured and valued on completion | 1 | Lumpsum |  | 0
| Carried to Summary of Rehabilitation Works |  |  |  | 0
FININSHES
Supply and fix approved coloured non slip glazed marble ceramic floor tiles including bedding in approved tile adhesive and pointing with coloured grout and laying to falls where necessary.
Y | 500 x 500 x 6 mm thick ceramic floor. | 211.2 | SM |  | 0
Plastering
Plaster: 9 mm first coat of cement/lime putty/sand (1:2:9): 3 mm second coat of cement/lime putty/sand (1:1:6): steel toweled: on masonry or concrete: to
Z | Internal and External veranda and parapet wall | 208.8 | SM |  | 0
Prepare surfaces and apply undercoat and two finishing coats silk vinyl emulsion paint as " Crown Paints" or other equal approved on plastered masonry or
AA | Internal and External veranda and parapet wall | 208.8 | SM |  | 0
Front Steps
AB | Construct 4 set of steps, each set with two steps with 100 mm slab benching, infill and 150 mm block wall and floor cement sand mortar screed 1:2 finish. | 6.264 | SM |  | 0
Ramp
AC | Construct one access ramps in concrete with reinforced BRC A142: @ ramp size ;1,500 wide x 4500mm long, average thickness of 300mm on well prepared and compacted ground surface. Section area is 0.672square meters Price includes all formwork | 1.008 | CM |  | 0
AD | Supply and install stainless steel hand rails on both sides of the ramp. The cost to include transport. Installation and testing. | 1 | Nr |  | 0
EXISTING GUTTERS DOWN PIPES
AE | 75 x 50mm square rainwater downpipe fixed with and including mild steel straps at 900mm centres, plugged and screwed to wall | 66 | LM |  | 0
AF | Extra; horse shoe bend | 10 | NO |  | 0
AG | Knot prime stop and apply two undercoats and one gloss finishing coat oil paint to fascia board 200- 300 mm wide | 12 | SM |  | 0
| Carried to Summary of Rehabilitation Works |  |  |  | 0
| SUB-TOTAL 1: BLOCK A REHABILITATION OFFICE BLOCK AND VERANDAH |  |  |  | 0
2 | BLOCK B-Partion into Office and Store and construction of new verandah
SITE MOBILIZATION
A | Removal existing roof sheets,truss ,floors, iron sheets Doors and windows | 1 | lm |  | 0
PARTITATION WALL Of Examination Hall In To The Offices
Excavation & Earth Works
B | Excavate starting from stripped level a 600mm wide foundation trench to an average depth of 700mm in normal soil to be approved by site Engineer | 5.04 | CM |  | 0
C | Excavate starting from stripped level a column base foundation as per foundation layout to an average depth of 950mm in normal soil to be approved by site Engineer | 3.078 | CM |  | 0
Concrete works
D | Supply all materials and cast 50mm concrete for blinding concrete ratio 1:4:8 at the column base and strip foundation | 0.522 | CM |  | 0
Vibrated reinforced concrete 1:1.5:3 to:-
E | Supply all materials and cast 600mmx200mm thick strip foundation footing. | 1.44 | CM |  | 0
F | Supply all materials and cast 600mmx600mm column base and 200 x 200mm Sub structure column at a height of 700mm for 1No column along the partition wall according to structural details upon approval by Site Engineer | 0.1 | CM |  | 0
G | Supply all materials and cast 200mmx200mm grade beam | 0.48 | CM |  | 0
H | Supply all materials and cast 150mm thick floor slab | 50.4 | CM |  | 0
I | Supply and lay 150mm thick murram blinding well compacted to receive floor bed(m.s) | 158.4 | SM |  | 0
J | 500mm gauge polythene damp proof membrane with 150mm (Min) end and side laps | 158.4 | SM |  | 0
Reinforcement details
J | Supply and fix one layer B.R.C ref. No. A 142 fabric reinforcement with 150mm end laps tying wire and spacer blocks weighing 2.22kg/sm (measured nett, allow for laps) | 158.4 | SM |  | 0
K | Supply and fix strip steel reinforcement round bars to B.s 4449 including all cutting to size, binding wire and spacer blocks in strip to be placed according to the structural drawings provided or as advised by Structural Site Engineer at the stub footing of the Columns and strip foundation of the wall. (D12=117.39kg; D8=39.82kg) | 157.21 | Kg |  | 0
Sawnform work to:-
L | Supply and fix formwork for sides of stub columns, strip footing formworks and edges of base columns | 7.68 | SM |  | 0
M | Supply and fix formwork for sides and edges of floor bed 1500mm high | 62 | LM |  | 0
Foundation Walling
N | 200mm thick natural solid block wall grade1 walling in cement sand mortar 1:3 with and including hoop-iron after every 2nd alternate course. | 8.4 | SM |  | 0
SUPERSTRUCTURE WORKS
Vibrated reinforced concrete 1:1.5:3 (25/25) in:-
O | Supply all materials and cast 200mmx200mm Grade Beam as per structural detail | 0.48 | CM |  | 0
P | Supply all materials and cast columns as per structural details attached work to be approved by Engineer | 0.124 | CM |  | 0
Q | Supply all materials and cast 200mmx200mm Lintols as per structural detail for whole upper part of wall (partition wall and external walls) | 3.68 | CM |  | 0
Formwork
R | Supply and fix formwork for sides of columns | 23 | SM |  | 0
S | Supply and fix formwork on sides and soffites of ringbeams | 18.4 | SM |  | 0
Reinforcement works
T | Assorted for grade beam reinforcement ( D12=42.62Kg, 21.69kg) | 64.3095 | Kg |  | 0
U | Assorted for Ring beam reinforcement ( D12=454.66 kg, D8=227.87) | 682.5315 | Kg |  | 0
V | Assorted for Column reinforcement (D12=118.28kg, D8=47.99kg) | 166.2741 | Kg |  | 0
Partition Wall
W | Construction of 200mm thick Solid Block placed in cement mortar 1:4 with and including hoop-iron after every two alternate course. | 32.48 | SM |  | 0
| Carried to Summary of Rehabilitation Works |  |  |  | 0
Verandah (New Exended from Block B)
X | Site Clearance and earth works leveling both cut and fill. | 1 | LS |  | 0
SUBSTRUCTURE WORKS
Excavation & Earth Works
Y | Excavate starting from stripped level a 600mm wide foundation trench to an average depth of 700mm in normal soil to be approved by site Engineer | 11.928 | CM |  | 0
Z | Excavate starting from stripped level a column base foundation as per foundation layout to an average depth of 950mm (0.95m) in normal soil to be approved by site Engineer | 3.078 | CM |  | 0
Concrete works
AA | Supply all materials and cast 50mm concrete for blinding concrete ratio 1:4:8 | 1.02 | CM |  | 0
Vibrated reinforced concrete 1:1.5:3 to:-
AB | Supply all materials and cast 600mmx 600mm footings with a thickness of 200mm for 9no. Columns as per the structural drawings. | 0.72 | CM |  | 0
AC | Supply all materials and cast 600mmx200mm thick strip foundation footing. | 4.08 | CM |  | 0
AD | Supply all materials and stub columns 200mm diameter 700mm high for 9no. Columns. | 0.19792 | CM |  | 0
AE | Supply all materials and cast 200mm x 200mm grade beam | 1.36 | CM |  | 0
AF | Supply and lay 150mm thick murram blinding well compacted to receive floor bed(m.s) | 84 | SM |  | 0
AG | 500mm gauge polythene damp proof membrane with 150mm (Min) end and side laps | 84 | SM |  | 0
AH | Supply all materials and cast 150mm thick floor slab | 12.6 | CM |  | 0
Reinforcement details
AI | Supply and fix one layer B.R.C ref. No. A 142 fabric reinforcement with 150mm end laps tying wire and spacer blocks weighing 2.22kg/sm (measured nett, allow for laps) | 84 | SM |  | 0
AJ | Supply and fix strip steel reinforcement round bars to B.s 4449 including all cutting to size, binding wire and spacer blocks in strip to be placed according to the structural details ( D12=99.1kg, D8=14.22kg) | 113.3208 | Kg |  | 0
Sawnform work to:-
AK | Supply and fix plain sheet formwork for sides of stub columns, strip footing formworks and edges of base columns | 10 | SM |  | 0
AL | Supply and fix formwork for sides and edges of floor bed 150-300mm high | 34 | SM |  | 0
Foundation Walling
AM | 200mm thick natural stone grade1 walling in cement sand mortar 1:3 with and including hoop-iron after every 2nd alternate course. | 14.49 | SM |  | 0
SUPERSTRUCTURE WORKS
Vibrated reinforced concrete 1:1.5:3 (25/25) in:-
AN | Supply all materials and cast 200mm diameter column 9no. as per structural detail | 0.62204 | CM |  | 0
AO | Supply all materials and cast 200mmx 200mm Lintols as per structural detail | 1.36 | CM |  | 0
Formwork
AP | Supply and fix formwork for sides of columns | 14 | SM |  | 0
AQ | Supply and fix formwork on sides and soffites of ringbeams | 8 | SM |  | 0
Reinforcement works
AR | Assorted reinforcement for Column (D12=10.30kg, D8=32kg) | 42.2958 | Kg |  | 0
AS | Assorted reinforcement grade beam (D12=120.77, D8=60.83) | 181.598 | Kg |  | 0
AT | Assorted reinforcement for lintols (D12=120.77, D8=60.83) | 181.598 | Kg |  | 0
PARAPET Walls
AU | 200mm thick natural solid Block 1200mm (1.2m) height walling in cement mortar 1:4 with and including hoop-iron after every 2nd alternate course | 32.4 | SM |  | 0
Ramp
AV | Construct one ramps in concrete with reinforced BRC A142: @ ramp size ;1500 wide x 4500mm long, average thickness of 300mm with a crossection area of 0.675SM on well prepared and compacted ground surface. Price includes all formwork. Costruction to be made using concrete mix ration :1.5:3 for Cement: Sand and Aggregate. | 1.0125 | CM |  | 0
AW | Provide Stailess steel handrails both sides of the ramp. The cost to include purchase of materials, Fabrication, transportation and installation. | 1 | LS |  | 0
Front Steps
AX | Construct two sets of steps, each set with two steps with 100 mm slab benching, infill and 150 mm block wall and floor cement sand mortar screed 1:2 finish. | 0.3132 | SM |  | 0
| Carried to Summary of Rehabilitation Works |  |  |  | 0
GUTTERS DOWN PIPES
BA | Supply and install 75 x 50mm square rainwater downpipe fixed with and including mild steel straps at 900mm centres, plugged and screwed to wall. | 33 | LM |  | 0
BB | Extra; horse shoe bend | 5 | NO |  | 0
| Painting and Decorating |  | SM |  | 0
BC | Prepare surfaces and apply undercoat and two finishing coats silk vinyl emulsion paint as " Crown Paints" or other equal approved on plastered masonry for the internal and external walls | 545.64 | SM |  | 0
ROOFING
BE | Supply and fix 28 IT5 Gauge Galvanized corrugated Iron sheet pre-painted . Secured with approved accessoriesGCI sheet including timber trusses spaced @ 1500 c/c along with 50mm x 50mm cypress timber for purlins spaced @ 375 mm across the trusses and secured to the truss rafters using appropriate bolts, nuts and washer | 565.064 | SM |  | 0
Ceilling Broad
BF | interior decoration ceiling design, 6 mm thick plywood laminated ceiling on 50 x 50mm SW brandering @600x600mm c/c | 464.8 | SM |  | 0
Fascia Board
BG | 200 x 25mm fascia board (apply wood primer on back of timber before fixing fascia board. | 97.02 | Lm |  | 0
ELECTRICAL INSTALLATIONS
BH | Provide a Provisional for Internal Decorative light,lumps and sockets Installations to be expended as directed by the Civil Engineer and measured and valued on completion | 1 | LS |  | 0
| Carried to Summary of Rehabilitation Works |  |  |  | 0
DOORS
Remove the badly damaged doorto receive new 2,150mmx900mm with first class exported hardwood timber doors (Singapore model) complete with all necessary fittings, fixtures, handles and locks.
BI | Supply and install 45mm thick hardwood double leaf panel door overall size 900 x 2150mm high with approved decorative glass in fan light size 1000 x 300mm, full jamb 250 x 50mm rebated hardwood solid timber frame, 25mm quadrant beading, 50 x 15mm architraves with surface primed back, complete with polishing and appropriate three (3) coats clear lacquer all done to the satisfaction of the Engineer. | 2 | No |  | 0
Prepare surfaces and apply three coats first grade clear polyurethane varnish as "Crown Paints" or other equal approved: on wood surfaces: to
BJ | Door: general surfaces: both sides | 126.72 | SM |  | 0
WINDOWS
Aluminum Windows
Supply, assemle and fix the following purpose made (standard W20 heavy duty sections) complete with opening accessories and permanent vents for the full width of window 4mm thick toughened glazing fixing lugs to stone wall and pointing all round frames in mastic with 25 x 3mm steel flats burglarproofing at opening sashes only and full gloss decoration as necessary;
BK | Window size 1500x12000mm | 10 | No |  | 0
Prepare metal surfaces: apply undercoat and two finishing coats first grade eggshell paint: as "Crown Paints" or other equal approved metallic paint: on metal surfaces: to
BL | General surfaces: Steel Grill protection of Aluminum doors and burglarproofing grilles internally (measured flat overall) | 12.5 | SM |  | 0
BM | General surfaces: Steel Grill protection of windows and burglarproofing grilles internally (measured flat overall) | 10.8 | SM |  | 0
| Carried to Summary of Rehabilitation Works |  |  |  | 0
FINISHES
Supply and fix approved coloured non slip glazed marble ceramic floor tiles including bedding in approved tile adhesive and pointing with coloured grout and laying to falls where necessary
BN | 500 x 500 x 6 mm thick ceramic floor. | 401.84 | SM |  | 0
Plastering
Plaster: 9 mm first coat of cement/lime putty/sand (1:2:9): 3 mm second coat of cement/lime putty/sand (1:1:6): steel toweled: on masonry or concrete:
BO | Internal and External veranda and parapet wall and the entire building | 545.64 | SM |  | 0
Prepare surfaces and apply undercoat and two finishing coats silk vinyl emulsion paint as " Crown Paints" or other equal approved on plastered masonry or
BP | Internal and External veranda and parapet wall and the entire building | 545.64 | SM |  | 0
| Carried to Summary of Rehabilitation Works |  |  |  | 0
Store Shelves & Store Door
A | Shelves made by white Plywood 3500mmx3000mm nailed and welding at the below aprt of cabinets 500mmx600mmwith shelve frame will Thickness Size Length Theoretical Weight Material Steel Grade 2.0 mm 40X20 mm 6 m 1.75 kg Galvanized Steel St‑37/S235 mm and painted white oil paint at the bottom side will be made doors and cabnit shelf. | 286.2 | SM |  | 0
0
| Carried to Summary of Rehabilitation Works |  |  |  | 0
| SUB-TOTAL 2: BLOCK B REHABILITATION |  |  |  | 0
3 | CANTEEN BLOCK WITH ABLUTION
CANTEEN
SITE MOBILIZATION
A | Site Mobilization and Clearance incluidng removal damaged material,floors, iron sheets Doors and windows | 1 | LM |  | 0
FLOORS
B | Hack existing floor to remove existing old cement floor. | 114 | SM |  | 0
FINISHES
Floors
C | laying 150mm 1:2:4 reinforced concrete on BRC A142 well compacted applied at the top of the floor. | 17.1 | CM |  | 0
D | Supply and lay 150mm thick murram blinding well compacted to receive floor bed(m.s) | 114 | SM |  | 0
E | 500mm gauge polythene damp proof membrane with 150mm (Min) end and side laps | 114 | SM |  | 0
Supply and fix approved coloured non slip glazed marble ceramic floor tiles including bedding in approved tile adhesive and pointing with coloured grout and laying to falls where necessary .
F | 400x400 ceramic floor tiles including skirting, grouting, floor preparation (with tile sample approved by focal Eng ) | 118.34 | SM |  | 0
Walls
INTERNALL &EXTERNAL FINISHING
G | Hack existing Cracking walls to remove Blocks and waste | 136.08 | Sm |  | 0
Plaster: 9 mm first coat of cement/lime putty/sand (1:2:9): 3 mm second coat of cement/lime putty/sand (1:1:6): steel toweled: on masonry or concrete: to
H | Walls: internally &externally | 118.34 | Sm |  | 0
Prepare surfaces and apply undercoat and two finishing coats silk vinyl emulsion paint as " Crown Paints" or other equal approved on plastered masonry or concrete surfaces: to
I | Walls and concrete: internally &external | 539.98 | Sm |  | 0
J | Walls: Construction of parapet wall and front wall in between lintel beam and ring beam, 200mm thick natural stone grade1 walling in cement sand mortar 1:3 with and including hoop-iron after every alternate course. | 42.95 | Sm |  | 0
Prepare surfaces and apply undercoat and two finishing coats silk vinyl emulsion paint as " Crown Paints" or other equal approved on plastered masonry surface of the parapet wall: to
K | Walls and concrete: internally &external | 42.95 | Sm |  | 0
SUPERSTRUCTURE WORKS
Vibrated reinforced concrete 1:1.5:3 (25/25) in:-
L | Supply all materials and cast 200x 400mm lintel beam on all internal and external walls as per structural detail | 4.392 | CM |  | 0
M | Supply all materials and cast 400mmx 200mm roof beam as per structural detail | 1.008 | CM |  | 0
Formwork
N | Supply and fix formwork on sides and soffites of ringbeams | 8 | SM |  | 0
Reinforcement works
O | Assorted reinforcement forlintols (D12=195kg, D8=141.73kg) | 336.7308 | Kg |  | 0
P | Assorted reinforcement for roof beam (D12=44.76kg, D8=32.86) | 77.6192 | Kg |  | 0
Q | Supply supply and fix mesh fabric reinforcement no. A142 size 200 x 200mm weighing 2.22 kg per square metre in floor slab ( measured net- no allowance made for laps; including bends tying wire and distant blocks to an area of 8.49SM | 114 | SM |  | 0
| Carried to Summary of Rehabilitation Works |  |  |  | 0
DOORS
Remove the badly damaged doorto receive new first class exported hardwood timber doors (Singapore model) complete with all necessary fittings, fixtures, handles and locks.
R | Door size 900x2100mm | 2 | No |  | 0
WINDOWS
Aluminum Windows
Supply, assemle and fix the following purpose made (standard W20 heavy duty sections) complete with opening accessories and permanent vents for the full width of window as detailed including cuMBng and 4mm thick toughened glazing fixing lugs to stone wall and pointing all round frames in mastic with 25 x 3mm steel flats burglarproofing at opening sashes only and full gloss decoration as necessary;
S | Window size 1200x1500mm | 2 | No |  | 0
T | Window size 1200x1500mm | 1 | No |  | 0
Prepare metal surfaces: apply undercoat and two finishing coats first grade eggshell paint: as "Crown Paints" or other equal approved metallic paint: on metal surfaces: to
U | General surfaces: Steel Grill protection of windows and burglarproofing grilles internally (measured flat overall) | 21 | SM |  | 0
| Carried to Summary of Rehabilitation Works |  |  |  | 0
ROOFING
V | Supply and fix 28 IT5 Gauge Galvanized corrugated Iron sheet pre-painted . Secured with approved accessoriesGCI sheet including timber trusses spaced @ 1500 c/c along with 50mm x 50mm cypress timber for purlins spaced @ 375 mm across the trusses and secured to the truss rafters using appropriate bolts, nuts and washer | 155.925 | SM |  | 0
Ceilling Broad
W | interior decoration ceiling design, 6 mm thick plywood laminated ceiling on 50 x 50mm SW brandering @600x600mm c/c | 108 | SM |  | 0
Fascia Board
X | 200 x 25mm fascia board (apply wood primer on back of timber before fixing fascia board. | 25.2 | Lm |  | 0
ELECTRICAL INSTALLATIONS
U | Provide a Provisional for Internal Decorative light,lumps and sockets Installations to be expended as directed by the Civil Engineer and measured and valued on completion | 1 | Lumpsum |  | 0
| Carried to Summary of Rehabilitation Works |  |  |  | 0
CANTEEN ABLUTION
FINISHES
Walls
Plaster: 9 mm first coat of cement/lime putty/sand (1:2:9): 3 mm second coat of cement/lime putty/sand (1:1:6): steel toweled: on masonry or concrete: to
X | Walls: internally | 13.25 | SM |  | 0
Prepare surfaces and apply undercoat and two finishing coats silk vinyl emulsion paint as " Crown Paints" or other equal approved on plastered masonry or concrete surfaces: to
Y | Walls and concrete: internally | 106.4 | SM |  | 0
| Carried to Summary of Rehabilitation Works |  |  |  | 0
DOORS
Remove the badly damaged doorto receive new first class exported hardwood timber doors (Singapore model) complete with all necessary fittings, fixtures, handles and locks.
Z | Door size 900x2150mm | 4 | NO |  | 0
Aluminum Windows
Supply, assemle and fix the following purpose made (standard W20 heavy duty sections) complete with opening accessories and permanent vents for the full width of window as detailed including cuMBng and 4mm thick toughened glazing fixing lugs to stone wall and pointing all round frames in mastic with 25 x 3mm steel flats burglarproofing at opening sashes only and full gloss decoration as necessary;
AA | Window size 600x600mm | 4 | NO |  | 0
| Carried to Summary of Rehabilitation Works |  |  |  | 0
PIPING
Supply, deliver and install pipes, tubing and fittings as described and shown on the drawings. The pipes shall be PPR PN 20 pipes and all conforming to the current European standards for PPR installations and to the Engineers approval, pipe jointing shall be by polyfusion or use of electric coupling and to manufacturer's printed instructions. Rates must allow for all Metal/plastic threaded adaptors where required, valves, unions, sockets, sliding and fixed joints, support raceways, isolating sheaths, elastic material, expansion arms and bends, crossovers, couplings, clippings, connectors, joints and for the connection of sanitary fixtures etc. as required in the running lengths of pipework and also where necessary, for pipe fixing clips, holder bats plugged and screwed for the proper and satisfactory functioning of the system. The pipes will be pressure tested before the plastering of wall commences and as per the manufacturers recommended testing procedures. The sizes indicated are the minimum bore sizes.
AB | Supply and install heavy duty PPR pipes including all connections | 1 | lm |  | 0
Sanitary installlation
Sanitary appliances complete with all the connections to services, waste, jointing to supply overflows and plugging and scewing to the floors. Where trade names are mentioned below, the reference is intended to be as a guide to the type of fitting.
AC | Water closet (W.C.) suite in white vitreous china comprising: Glazed W.C. pan with heavy duty unbreakable plastic seat and cover, close couple cistern and fittings, 6.0 litres, including chrome lever and cover clip and WC outlet connector. The cistern to have internal overflow. Water closet pan to be as 'Twyford classic' or equal and approved | 4 | NO |  | 0
AD | Pedestal wash hand basin in white vitreous china size 500x400 mm complete with 'Aztec' chromed taps and handles, a 32mm diameter chrome plated pop-up waste and a 32mm Caradon Terrain' plastic bottle trap. Wash hand basin to be as 'Twyford Galerie Design' or equal and approved | 4 | NO |  | 0
ELECTRICAL INSTALLATIONS
AE | Provide a Provisional for Internal light lumps and sockets Installations to be expended as directed by the Civil Engineer and measured and valued on completion | 1 | lm |  | 0
| Carried to Summary of Rehabilitation Works |  |  |  | 0
| SUB-TOTAL 3: CANTEEN BLOCK WITH ABDLUTION REHABILITATION |  |  |  | 0
4 | BLOCK C: MOSQUE BLOCK
SITE MOBILIZATION
A | Site Mobilization and Clearance incluidng removal of 21.7 SM of wall damaged two windows, material,floors 27 SM, iron sheets and one door. | 1 | LS |  | 0
Wall Demolishing Existing Wall For Prayer Room Extension
B | Demolish existing dilapidated walland Clear the site to remove trees and top soil to an average depth of 150mm. The work includes mobilization, site clearing the scrubs, removal any tree and roots, | 21.7 | SM |  | 0
SUBSTRUCTURE WORKS
Excavation & Earth Works
C | Excavate starting from stripped level a 600mm wide foundation trench to an average depth of 700mm in normal soil to be approved by site Engineer | 3.612 | CM |  | 0
D | Excavate starting from stripped level a column base foundation as per foundation layout to an average depth of 950mm in normal soil to be approved by site Engineer | 0.684 | CM |  | 0
Floors
E | Supply and lay 150mm thick murram blinding well compacted to receive floor bed(m.s) | 37.8 | SM |  | 0
F | 500mm gauge polythene damp proof membrane with 150mm (Min) end and side laps | 37.8 | SM |  | 0
Concrete works
G | Supply all materials and cast 50mm concrete for blinding concrete ratio 1:4:8 | 0.33 | CM |  | 0
Vibrated reinforced concrete 1:1.5:3 to:-
H | Supply all materials and cast 600mmx200mm thick strip foundation footing. | 1.032 | CM |  | 0
I | Supply all materials and cast 600mmx600mm x 200mmcolumn base and 200 x 200mm with a heigh of 850mm substructure column according to structural details upon approval by Site Engineer | 0.212 | CM |  | 0
J | Supply all materials and cast 200mmx200mm grade beam | 0.408 | CM |  | 0
K | Floor: Cast Reinforced contrecte with BRC A142 at the floor with an area of 37.8 square meters thickness 150mm using concrete mix ration 1:1.5:3 for Cement: Sand and Aggregate.Supply all materials and cast 150mm thick floor slab . | 5.67 | CM |  | 0
Reinforcement details
L | Supply and fix strip steel reinforcement round bars to B.s 4449 including all cutting to size, binding wire and spacer blocks in strip to be placed according to the structural details provided or as advised by Structural Site Engineer (D12=86.14kg, D8=3.16kg) | 89.3 | Kg |  | 0
M | Supply supply and fix mesh fabric reinforcement no. A142 size 200 x 200mm weighing 2.22 kg per square metre in floor slab ( measured net- no allowance made for laps; including bends tying wire and distant blocks to an area of 8.49SM | 37.8 | SM |  | 0
Sawnform work to:-
N | Supply and fix formwork for sides of stub columns, strip footing formworks and edges of base columns | 2 | SM |  | 0
O | Supply and fix formwork for sides and edges of floor bed 100-160mm high | 13 | LM |  | 0
Foundation Walling
P | 200mm thick natural stone grade1 walling in cement sand mortar 1:3 with and including hoop-iron after every alternate course. | 5.64 | CM |  | 0
SUPERSTRUCTURE WORKS
Vibrated reinforced concrete 1:1.5:3 (25/25) in:-
Q | Supply all materials and cast 200mmx200mm Lintols for whole structure as per structural detail | 0.992 | CM |  | 0
R | Supply all materials and cast 200x200mm columns as per structural details attached work to be approved by Engineer | 0.292 | CM |  | 0
S | Supply all materials and cast 200x200mm Ring beam for whole structure as per structural details attached work to be approved by Engineer | 0.992 | CM |  | 0
Formwork
T | Supply and fix formwork for sides of columns | 9 | SM |  | 0
U | Supply and fix formwork on sides and soffites of ringbeams | 5 | SM |  | 0
Supply and fix formwork on sides and soffites of ringbeams
Reinforcement works
V | Assorted for beam reinforcement for lintols (D12=90.93kg, D8=45.86kg) | 136.7907 | Kg |  | 0
W | Assorted for beam reinforcement for Column (D12=30.90kg, D8=14.22kg) | 45.12 | Kg |  | 0
X | Assorted for ring beam reinforcement for ringbeam(D12=90.93kg, D8=45.86kg ) | 136.7907 | Kg |  | 0
Walling
Y | 200mm thick Solid Block 1200mm (1.2m) hieght walling in cement mortar 1:4 with and including hoop-iron after every 2nd alternate course and Supply and fix concrete vent blocks .(measuring 500 x 300mm inclusive frame), and finish edges in cement screed, | 51.29 | SM |  | 0
| Carried to Summary of Rehabilitation Works |  |  |  | 0
ROOFING
Z | Supply and fix 28 IT5 Gauge Galvanized corrugated Iron sheet pre-painted . Secured with approved accessoriesGCI sheet including timber trusses spaced @ 1500 c/c along with 50mm x 50mm cypress timber for purlins spaced @ 375 mm across the trusses and secured to the truss rafters using appropriate bolts, nuts and washer | 76.59 | SM |  | 0
Ceilling Broad
AA | interior decoration ceiling design, 6 mm thick plywood laminated ceiling on 50 x 50mm SW brandering @600x600mm c/c | 37.8 | SM |  | 0
Fascia Board
AB | 200 x 25mm fascia board (apply wood primer on back of timber before fixing fascia board. | 33 | Lm |  | 0
ELECTRICAL INSTALLATIONS
AC | Provide a Provisional for Internal Decorative light,lumps and sockets Installations to be expended as directed by the Civil Engineer and measured and valued on completion | 1 | Lumpsum |  | 0
HVAC
Supply, Deliver, Install, Test and Commission the following AC indoor units including with all accessories including all connections as described.
AD | Wall mounted unit of cooling capacity: 12.3kW with inbuilt drain pump, power input: 0.15kW, single phase, Refrigerant R-410A complete with all hanging accessories, remote control, filter chamber, drain pump kit, suction canvas, ceiling panel, wiring from DP switch to fan coil unit, fabricated steel mounting brackets, steel frames and raw bolts, anti-vibration mountings. DP switch to be positioned next to the in door unit. The indoor unit shall be to Daikin/Toshiba/LG make or approved equivalent. | 1 | NO |  | 0
| Carried to Summary of Rehabilitation Works |  |  |  | 0
DOORS
Remove the badly damaged doorto receive new 2,150mmx900mm with first class exported hardwood timber doors (Singapore model) complete with all necessary fittings, fixtures, handles and locks.
AE | Door type hardwood single leaf panel door overall size 900 x 2150mm high with approved decorative glass in fan light size 1000 x 300mm, full jamb 250 x 50mm rebated hardwood solid timber frame, 25mm quadrant beading, 50 x 15mm architraves with surface primed back, complete with polishing and appropriate three (3) coats clear lacquer all done to the satisfaction of the Architect | 1 | No |  | 0
Prepare surfaces and apply three coats first grade clear polyurethane varnish as "Crown Paints" or other equal approved: on wood surfaces: to
AF | Door: general surfaces: both sides | 5.76 | SM |  | 0
WINDOWS
Aluminum Windows
Supply, assemble and fix the following purpose made (standard W20 heavy duty sections) complete with opening accessories and permanent vents for the full width of window as detailed including cuMBng and 4mm thick toughened glazing fixing lugs to stone wall and pointing all round frames in mastic with 25 x 3mm steel flats burglarproofing at opening sashes only and full gloss decoration as necessary;
AG | Window size 1500x1200mm | 4 | No |  | 0
Prepare metal surfaces: apply undercoat and two finishing coats first grade eggshell paint: as "Crown Paints" or other equal approved metallic paint: on metal surfaces: to
| Carried to Summary of Rehabilitation Works |  |  |  | 0
FINISHES
Supply and fix approved coloured non slip glazed marble ceramic floor tiles including bedding in approved tile adhesive and pointing with coloured grout and laying to falls where necessary all as per architect's details
AH | 400 x 400 x 6 mm thick ceramic floor. | 37.8 | SM |  | 0
Plastering
Plaster: 9 mm first coat of cement/lime putty/sand (1:2:9): 3 mm second coat of cement/lime putty/sand (1:1:6): steel toweled: on masonry or concrete: to
AI | Internal and External wall | 51.29 | SM |  | 0
Prepare surfaces and apply undercoat and two finishing coats silk vinyl emulsion paint as " Crown Paints" or other equal approved on plastered masonry or
AJ | Internal and External wall | 51.29 | SM |  | 0
Front Steps
AK | Construct steps with 100 mm slab benching, infill and 150 mm block wall and floor cement sand mortar screed 1:2 finish. | 8 | SM |  | 0
| Carried to Summary of Rehabilitation Works |  |  |  | 0
Ablution Area (Waddu)
AI | Rehablition of ablution area include and allow for pipe work and taps to ablution blocks area and drainge system. | 1 | Lumpsum |  | 0
FLOORS
AJ | Hack existing floor to remove existing floor | 36 | Sm |  | 0
FINISHES
Floors
AK | 400x400 ceramic floor tiles including skirting, grouting, floor preparation (with tile sample approved by focal Eng ) | 37.2 | Sm |  | 0
| Carried to Summary of Rehabilitation Works |  |  |  | 0
| SUB-TOTAL 4: MOSQUE BLOCK REHABILITATION |  |  |  | 0
5 | CONSTRUCTION OF TWO NEW LATRINES BLOCK (2 UNITS)
BILL NO.1 EXCAVATION - SUBSTRUCTURE
EXCAVATION - SUBSTRUCTURE
A | Clear all vegetation and Excavate latrine pit of dimensions 3800mm by 2810mm to depth of 3200mm from existing ground level. | 34.1696 | cum |  | 0
B | Excavate the colum base 600 x 600mm x 250 for four columns | 0.36 | cum |  | 0
B | Carry away surplus excavated materials to an approved place | 34.5296 | cum |  | 0
C | Supply and lay 50mm thick murram blinding to under strip footing | 9.435 | sq.m |  | 0
D | Supply and lay 150mm thick murram blinding well compacted to receive floor bed(m.s) | 7.68 | sq.m |  | 0
Concrete works
E | Supply all materials and cast 100mm mass concrete for blinding concrete ratio 1:2:4 on compacted murram under latrine floor as per the drawing | 0.768 | CM |  | 0
Vibrated reinforced concrete 1:1.5:3 to:-
F | Supply all materials and cast 600mmx200mm thick strip foundation footing. | 1.0104 | CM |  | 0
G | Supply all materials and cast 600mmx600mm x 200mm column base and 200 x 200mm with a height of 3000mm substructure column according to structural details upon approval by Site Engineer | 0.768 | CM |  | 0
H | Supply all materials and cast 400mmx200mm grade beam | 0.896 | CM |  | 0
I | Floor: Cast Reinforced contrecte with BRC A142 at the floor with an area of 8.42square meters thickness 150mm using concrete mix ration 1:1.5:3 for Cement: Sand and Aggregate. | 1.263 | CM |  | 0
Reinforcement details
J | Supply and fix strip steel reinforcement round bars to B.s 4449 including all cutting to size, binding wire and spacer blocks in strip to be placed according to the structural details provided or as advised by Structural Site Engineer (D12=158.40kg, D8=52.04kg) | 210.44 | Kg |  | 0
K | Supply supply and fix mesh fabric reinforcement no. A142 size 200 x 200mm weighing 2.22 kg per square metre in floor slab ( measured net- no allowance made for laps; including bends tying wire and distant blocks to an area of 8.49SM | 8.49 | SM |  | 0
Sawnform work to:-
L | Supply and fix formwork for sides of stub columns, strip footing formworks and edges of base columns | 15 | SM |  | 0
M | Supply and fix formwork for sides and edges of floor bed 100-160mm high | 18 | LM |  | 0
Foundation Walling
N | 200mm thick natural stone grade1 walling in cement sand mortar 1:3 with and including hoop-iron after every alternate course. | 25.26 | SM |  | 0
| Totol Sub structure |  |  |  | 0
Super structure
Walling
O | Supply and build, 400mmx200mmx200mm thick Solid Block walling, in 1:3 cement sand mortar. Provide 25mm wide x 20swg Hoop iron at every alternate course. | 25 | sq.m |  | 0
P | Supply and lay, 150mm wide bituminous based Damp Proof Course, BS743 | 9.2 | lm |  | 0
Q | Supply all materials and cast R.C. ring beam and columns, 200mm x 400mm vibrated reinforced concrete class 20/25 | 0.552 | cum |  | 0
R | Sawn formwork to sides and soffit of beam | 10.92 | sq.m |  | 0
| Sub Total Waling |  |  |  | 0
BILL NO. 3 ROOFING
The contractor is reminded to include in his pricing, the cost of supply, cutting waste and erecting. Timber to be treated as described in the specifications.
S | Supply and fix 28 gauge pre-painted 2.5long (approved colour) GCI roof sheet covering nailed to purlins | 14 | sq.m |  | 0
T | Supply and fix 100 x 50mm common rafters for roof support. | 6.6 | lm |  | 0
U | Supply and fix 50 x 50mm purlins | 20 | lm |  | 0
V | Supply and fix pre-painted 6x1" fascia and barge board around roof structure | 18.6 | lm |  | 0
W | Supply and fix 3m long 4" diameter PVC class D vent pipe complete with a fly-trap at the top | 1 | no |  | 0
| Sub Total roofing |  |  |  | 0
Doors and windows
Y | 30 mm thick factory made moulded PVC door (Wood free) consisting of frame made out of M.S. tubes of 19 gauge thickness and size of 20mm x 40mm for stiles as well as top, bottom & lock rail. M.S. frame shall have a coat of metal primer of approved make & manufacturer. The inside panel shall consist of 20mm thick multi-chamber hollow PVC section of 1mm wall thickness, bonded using solvent cement / cynoacrylate adhesive with 5 mm (+0.25) thick moulded PVC sheet of density 600 kg/cbm with 2, 4, 6 raised panel deign in plain / prelam colours after routing the moulded design on one side of the inside panel. 5 mm (+0.25) plain / prelam PVC sheet to be pasted using solvent cement / cynoacrylate adhesive on other side of the hollow PVC section. All the four edge of the panel to be sealed with lipping of 10 mm thick & 20 mm wide PVC sheet baton made by sticking 2 nos. foam PVC sheets of 5 mm. Provide High Quality PVC Doors for Toilets(Public Toilets) 800x2100mm | 2 | no |  | 0
WINDOWS
Z | Supply, assemle and fix the following purpose made (standard W20 heavy duty sections) complete with opening accessories and permanent vents for the full width of window as detailed with 4mm thick toughened glazing fixing lugs to stone wall and pointing all round frames in mastic with 25 x 3mm steel flats burglarproofing at opening sashes only and full gloss decoration as necessary; Window size : 600x600mm | 2 | no |  | 0
| Sub total Windows and doors |  |  |  | 0
Finishes
Floor finishes
AA | 25mm thick Cement Sand (1:3) screed premixed with red oxide powder or other approved pigment | 10.36 | sq.m |  | 0
AB | 400 x 400 x 6 mm thick ceramic floor tiles - toilets | 10.36 | sq.m |  | 0
AC | Supply and fix 200X150X6mm thick coloured ceramic glazed wall tiles to wall on prepared backgrounds (measured separately) | 15.6 | sq.m |  | 0
Wall finishes
AD | 15mm thick two coat cement sand (1:3) plaster trowelled smooth and comprising 12mm backing and 3mm finishing coat including provision of black board backing plaster. Works include both internal and external | 61.84 | sq.m |  | 0
AE | Prepare and apply three coats of gloss oil paint; 'Premium Grade brand' to wall surfaces | 61.84 | sq.m |  | 0
AF | Raking and keying to all masonry walling | 20 | sq.m |  | 0
AG | interior decoration ceiling design, 6 mm thick plywood laminated ceiling on 50 x 50mm SW brandering @600x600mm c/c | 10.36 | sq.m |  | 0
| Sub total Finishes |  |  |  | 0
BILL NO. 6 Plumbing works
AH | Fittings
AH | East type WC Pan Twyfords or equal approved | 2 | no |  | 0
AI | Wall mounted Pegler tap or equal approved complet plus necessary piping and joints from existing connection | 2 | 120 |  | 0
AJ | Pedestal wash hand basin in white vitreous china size 500x400 mm complete with 'Aztec' chromed taps and handles, a 32mm diameter chrome plated pop-up waste and a 32mm Caradon Terrain' plastic bottle trap. Wash hand basin to be as 'Twyford Galerie Design' or equal and approve. Include connection to existing water network | 2 | no |  | 0
| Sub Total Plumbing |  |  |  | 0
BILL NO. 7 Electrical works
AK | Provide a Provisional for light,lumps and Single switch outlet Installations to be expended as per the wiring diagram and as directed by the Engineer on site. | 1 | lm |  | 0
| Sub Total Electrical Works |  |  |  | 0
| Total for one block of two latrines |  |  |  | 0
| SUB-TOTAL 5: CONSTRUCTION OF TWO BLOCKS EACH WITH TWO LATRINES |  |  |  | 0
6 | Construction of front perimeter wall and two security inspection rooms
Perimeter wall
Notes: The contractor is reminded to visit the site before filling the Request for Quotation to ascertain the extent of the conditions of site. All quantified works in the Request for Quatation are provisional and payment shall be made based on the actual work executed at the site and agreed upon by all parties. The contractor is advised to constantly seek the Engineer instructions at each phase of the work and if required, before filling the Request for Quotation. All unit rate shall be deemed to include all elements of supplying and construction work that is labour and other overheads eg security, profit and overheads, cost of materials, wastages, transport etc.
EXCAVATION AND EARTHWORKS
Demolition works
1.01 | Site clearance | 55 | M2 |  | 0
Exacavation works
1.02 | Trench exavation for the perimeter wall to a total leght of 8.2meters | 15.744 | M3 |  | 0
1.03 | Trenching at the columns for 3No Columns | 11.52 | M3 |  | 0
1.04 | Trenching works at the security screening room 15.1m | 10.872 | M3 |  | 0
| Sub Total Trenching and site clearance |  |  |  | 0
Concrete work in substructure
Plain concrete class 15 (mix 1:3:6)
1.05 | 50mm Thick surface blinding under strip foundation | 0.822 | m3 |  | 0
1.06 | Ditto; Under column bases | 0.24 | m3 |  | 0
Insitu concrete class 25, vibrated and reinforced as described, in:-
1.07 | Foundation strip | 2.624 | m3 |  | 0
1.08 | Column bases | 1.536 | m3 |  | 0
1.09 | Concrete Walling | 9.9 | m3 |  | 0
1.1 | Column | 0.54 | m3 |  | 0
1.11 | Reinforcement | 0
1.12 | High tensile steel reinforcement to B.S. 4461 in structural concrete work including cutting, bending, hoisting, fixing, tying wire and spacing blocks | 0
1.13 | 8 mm diameter bars-Colums | 29.9805 | kg |  | 0
1.14 | 12mm Diameter -Column | 76.7232 | kg |  | 0
1.15 | 12mm Diameter -Walling | 325.008 | kg |  | 0
1.16 | 8 mm diameter bars-Walling | 127.19 | kg |  | 0
1.17 | 12mm Diameter - Foundation walling | 39.072 | kg |  | 0
1.18 | 8 mm diameter bars-Foundation walling | 112.97 | kg |  | 0
1.19 | Sawn formwork to:-
1.2 | Formwork for base, colum and walling | 99 | m2 |  | 0
| Sub Total |  |  |  | 0
Security room, Gate and Boom barrier
1.21 | PRELIMINARY WORKS
1.22 | Provision for building site office and temporary store | 1 | item |  | 0
1.23 | Clear the site to remove trees and top soil to an average depth of 150mm. | 1 | item |  | 0
1.24 | EXCAVATION AND EARTHWORKS
1.25 | Excavate starting from stripped level a 600mm wide foundation trench to a depth of 1500mm | 15.57 | cum |  | 0
1.26 | Excavate starting from stripped level a column base foundation | 0.36 | cum |  | 0
1.27 | Plain concrete class 15/20 (mix 1:3:6) blinding 50mm thick | 0.519 | cum |  | 0
1.28 | Return fill in and ram excavated material around foundations | 0.25 | cum |  | 0
1.29 | Cart-away surplus excavated materials to where directed by Engineer | 11.245 | cum |  | 0
1.3 | Allow for keeping excavations free from undergroung, or storm water | 1 | item |  | 0
1.31 | SUBSTRUCTURE WORKS
1.32 | Concrete works Class 20/25 on the following
1.33 | Supply and install Contrete to C20/25 and cast 200mm thick strip foundation footing. | 2.076 | cum |  | 0
1.34 | Cast 600mmx600mm with a depth of 200mm(Foundation footings 4 No.) | 0.288 | cum |  | 0
1.35
1.36 | 200mm thick natural stone grade1 walling in cement sand mortar 1:3 | 18.15 | sm |  | 0
1.37 | Supply and handpark 300mm hardcore filling well watered | 5.382 | cm |  | 0
1.38 | Supply and lay 50mm thick murram blinding well compacted | 17.94 | sm |  | 0
1.39 | Supply all materials and cast 150mm thick floor slab | 2.691 | cm |  | 0
1.4 | Supply all materials and cast 200mmx200mm columns with height of 1.25m Class 20/25 | 0.2 | cm |  | 0
1.41 | Supply and fix one layer B.R.C ref. No. A 142 fabric reinforcement | 17.94 | sm |  | 0
1.42 | Supply and fix strip steel reinforcement round bars to B.s 4449 D10 Both ways | 42.7581 | kg |  | 0
1.43 | Supply and fix Column footing (4No.) round bars to B.s 4449 D12 Both ways | 227.5328 | kg |  | 0
1.44 | Supply and fix formwork for sides of stub columns, strip footing formworks | 4 | sm |  | 0
1.45 | Supply and fix formwork for sides and edges of floor bed 75-160mm high | 18 | lm |  | 0
1.46 | Premise 200cc" or any other equal and approved anti-termite treatment | 17.94 | sm |  | 0
1.47 | 500mm gauge polythene damp proof membrane with 150mm (Min) end and side laps | 17.94 | sm |  | 0
1.48 | Supply and fix 200mm wide damp proof course under walls. | 3.46 | lm |  | 0
1.49 | SUPERSTRUCTURE WORKS
1.5 | Supply all materials and cast ring beams & Lintols as per structural design drawings | 0.88 | cm |  | 0
1.51 | Supply all materials and cast 4no. columns 200mmx200mm with 2100mm height | 0.336 | cum |  | 0
1.52 | Supply and fix formwork for sides of columns | 3.36 | sm |  | 0
1.53 | Supply and fix formwork on sides and soffites of ringbeams | 6.92 | sm |  | 0
1.54 | Assorted for beam reinforcement(D12-133.2kg; D8 - 71.1kg) | 204.3 | kg |  | 0
1.55 | Assorted for column reinforcement ( D12=79.56kg, D8 - 17.78kg) | 97.3398 | kg |  | 0
1.56 | 200mm thick natural machine dressed stone grade 1 for walling | 40.98 | sq.m |  | 0
1.57 | DOORS
1.58 | Steel Door Standard steel casement door ovaral size comprising 2100x900 with 6mm thick mild steel primed with red oxide complete with hinges, stays, fasteners, permanent vent with mosquito gauze and sheet metal hood etc assembled and fixed to opening including cutting and pinning lugs to concrete work surround and bedding frame in cement and sand mortar (1:4) ( One door at the exit of security screening room and the other on the Female security inspection room) | 2 | no |  | 0
1.59 | WINDOWS
1.6 | Supply and fix aluminium window size :1200x1200mm with anti shutter glass | 1 | no |  | 0
1.61 | ROOFING
1.62 | Supply all materials and cast 150mm thick floor slab C20/25 | 2.691 | cm |  | 0
1.63 | Reinforcemet of roof slab D10 at 200mm both ways | 110.9366 | kg |  | 0
1.64 | FINISHES
1.65 | Supply all materials and screed 25mm thick cement sand screed 1:2 steel | 17.94 | sq.m |  | 0
1.66 | 15mm thick cement sand plaster on internal walls | 17.94 | sq.m |  | 0
1.67 | PAINTING AND DECORATIONS
1.68 | Prepare and apply three coats Ruff 'N' safi exterior long lasting first grade | 11.48 | Sm |  | 0
1.69 | Supply, prepare and apply 3 coats smooth velvet emulsion paint interior | 11.48 | Sm |  | 0
1.7 | Double Leaf Sliding Gate 5m length and 3m height 6mm steel plan.
1.71 | Supply and install steel sliding gate 3×5 m The unit rate shall include painted one primer coat and two oil coats at least, Wally switch type lock, iron mongery and all needed parts, fittings and accessories, suspended parbed wires .The unit rate shall include all needed workmanship ,equipment, materials, concrete B250,plates, rails ...etc necessary to have operational gate and completed job .The work shall be done all as specification.(vertical gate supports 100x100x50mm hortizental 800x800x40mm plain steel will be 6mm thick U shape steel 100x100x50mm thick) including essential accessories. | 1 | Pc |  | 0
1.72 | BOOM BARRIER(BOOM GATE)
1.73 | Supply and install boom barrier according technical specifications provided in the drawing. Boom Arm Length: 5900mm, Boom Arm Height: 1100mm , Boom Arm Material: GI pipe 140mmx6mm thick, Size of Base: 600mmx600mm with a depth of 1.5meters, with a footing of 800mm x 800mm x 100mm. Adjustability: Fully adjustable A privided in the drawing | 1 | No. |  | 0
| Sub Total 3 |  |  |  | 0
1.74 | Finishes
1.75 | Painting & decoration | 42 | M2 |  | 0
1.76 | Copping on top | 0.161 | M3 |  | 0
1.77 | lighting | 1 | LS |  | 0
1.78
1.79 | Security Camera
1.8 | Security camera Technical Specifications: The following technical requirements are recommended or equivalent: a).3-Dimensional Noise Reduction (3DNR) Internet Protocol (IP) Cameras • A mix of dome and bullet and PTZ cameras (fixed and varifocal lenses) • Infrared capability • 10-30 meter range b) .Resolution • Up to 1280 x 960 c) .Robustness • Weather proof • Vandal proof d).Scalability • Capability to scaled up in complexity future configurations e) .Remote monitoring via internet f) At least 1 Month HDD storage capacity g) .1- 16 channel Master Control h) .NVR and Software Installation i) .23 Inch LED Monitoring screen or larger j) Warranty, Back Up Service and Support • Warranty for replacement of defective parts or modules or workmanship • Availability of expert back up service to provide servicing for equipment | 1 | LS |  | 0
| Sub Total |  |  |  | 0
| SUB-TOTAL 6: SECURITY ROOM AND GATE |  |  |  | 0
7 | PARKING AREA
Fence wall.
Plaster: 9 mm first coat of cement/lime putty/sand (1:2:9): 3 mm second coat of cement/lime putty/sand (1:1:6): steel toweled: on masonry or concrete: to
A | Walls and concrete: | 72.9 | SM |  | 0
Prepare surfaces and apply undercoat and two finishing coats silk vinyl emulsion paint as " Crown Paints" or other equal approved on plastered masonry or concrete surfaces: to
B | Walls and concrete: | 162 | SM |  | 0
Rizor Wire
C | Supply and fix 500mm diameter barb wire on the top of the perimeter wall. Barb wire must be galvanized and rust proof. Total length 25m, the gap between circles must be maxium 20-30cm | 25 | LM |  | 0
Flag Plat forum
D | Construction Flag post Plat form with a radios of 10 meters with | 1 | LM |  | 0
Flag post
E | 6000mmx20mm CHS Galvanized Steel pole. | 1 | ITEM |  | 0
Flag Pole Accessories
F | Spun steel ball at top of flag pole | 1 | NO |  | 0
G | Cast steel stationary truck for holling flag rope | 1 | NO |  | 0
H | One Halyard | 1 | NO |  | 0
I | Flag Snaps | 1 | NO |  | 0
J | Casting steel Cleat(s) | 1 | NO |  | 0
PARAPET WALL OF PARKING AREA
K | 200mm thick Hallow Block 1000mm (1m) hieght walling in cement mortar 1:4 with and including hoop-iron after every 2nd alternate course and Supply and fix concrete vent blocks .(measuring 500 x 300mm inclusive frame), and finish edges in cement screed,with decorative Steel railing | 45 | SM |  | 0
INTERLOCK (PAVEMENT WALK WAYS )
SITE PREPARATIONG
L | Oversite excavation in loose material up to the required levels. Rate is to include carting away from site of any unused material to an approved dumping site and all required dumping charges | 1125 | SM |  | 0
Compaction
M | Grade and compact:- compaction to BS 95% compacting by compacting roller | 1125 | SM |  | 0
Hard Core Filling
N | 300mm hard core filling to the sides of the interlock to make up levels, well compacted and well watered in layers | 1125 | SM |  | 0
Paving
O | Providing and laying 80mm thick factory made cement concrete interlocking paver block of M ‐30 grade made by block making machine with strong vibratory compaction and of approved size and design/ shape laid in required colour and pattern over and including 50mm thick compacted bed of course sand, filling the joints with coarse sand etc. all complete as per the direction of Engineer | 1125 | SM |  | 0
Kerbstone
P | Providing and laying cement concrete in kerbs, steps | 140 | LM |  | 0
| SUB-TOTAL 7:PARKING AREA |  |  |  | 0
GRAND SUMMARY OF BID AMOUNTS
1 | SUB-TOTAL 1: BLOCK A REHABILITATION OFFICE BLOCK AND VERANDAH | 1 | No. | 0 | 0
2 | SUB-TOTAL 2: BLOCK B REHABILITATION | 1 | No. | 0 | 0
3 | SUB-TOTAL 3: CANTEEN BLOCK WITH ABDLUTION REHABILITATION | 1 | No. | 0 | 0
4 | SUB-TOTAL 4: MOSQUE BLOCK REHABILITATION | 1 | No. | 0 | 0
5 | SUB-TOTAL 5: CONSTRUCTION OF TWO BLOCKS EACH WITH TWO LATRINES | 1 | No. | 0 | 0
6 | SUB-TOTAL 6: SECURITY ROOM AND GATE | 1 | No. | 0 | 0
7 | SUB-TOTAL 7:PARKING AREA | 1 | No. | 0 | 0
| TOTAL |  |  |  | 0
| Add Contency 5% of TOTAL |  |  |  | 0
| GRAND-TOTAL |  |  |  | 0
| GRAND TOTAL BID AMOUNT MOE Offices JLS . |  |  |  | 0
AMOUNT IN WORDS:

## F-M MOE JLS REHAB WORKS (hidden)
Concern Worldwide
BID SCHEDULE
PROPOSED REHABILITATION OF JUBALAND MINISTRY OF EDUCATION , KISMAYO - SOMALIA
Location: Kismayo Lower Juba.
ITEM | DESCRIPTION | QTY | UNIT | BID UNIT RATE | AMOUNT (USD)
1 | REHABILITATION WORKS ON EXISTING STRUCTURES JUBALAND MOE.
Notes: The contractor is reminded to visit the site before filling the Request for Quotation to ascertain the extent of the conditions of site. All quantified works in the Request for Quatation are provisional and payment shall be made based on the actual work executed at the site and agreed upon by all parties. The contractor is advised to constantly seek the Engineer instructions at each phase of the work and if required, before filling the Request for Quotation. All unit rate shall be deemed to include all elements of supplying and construction work that is labour and other overheads eg security, profit and overheads, cost of materials, wastages, transport etc.
1 | BLOKCK A- Rehabiliatation of Existing Office block to create Verandah & Roofing and Gutter drain system.
SITE MOBILIZATION
A | Site Mobilization and Clearance incluidng removal damaged material,floors, iron sheets Doors,windows and earth works leveling both cut and fill. | 1 | lm | 500 | 500
| Back filling Cut area for leveling and made proper draine for water run off | 4800 | SM | 1 | 4800
SUBSTRUCTURE WORKS
Excavation & Earth Works
B | Excavate starting from stripped level a 600mm wide foundation trench to an average depth of 700mm in normal soil to be approved by site Engineer | 24.738 | CM | 7 | 173.166
C | Excavate starting from stripped level a column base foundation as per foundation layout to an average depth of 950mm in normal soil to be approved by site Engineer | 5.814 | CM | 9 | 52.326
Concrete works
D | Supply all materials and cast 50mm concrete for blinding concrete ratio 1:4:8 | 1.608 | CM | 100 | 160.8
Vibrated reinforced concrete 1:1.5:3 to:-
E | Supply all materials and cast 600x 600 x 200mm thick pad footing for the column base (17No.) according to structural details provided in the drawing | 1.224 | CM | 150 | 183.6
F | Supply all materials and cast 200mm Diameter column with a height of 700mm for a total pf 17No. Columns according to structural details provided in the drawing | 0.37385 | CM | 150 | 56.0774
G | Supply all materials and cast 200mmx200mm thick grade beam. | 2.16 | CM | 150 | 324
H | Supply all materials and cast 150mm thick floor slab | 21.6 | CM | 150 | 3240
I | Supply and lay 150mm thick murram blinding well compacted to receive floor bed(m.s) | 144 | SM | 10 | 1440
Reinforcement details
J | Supply and fix one layer B.R.C ref. No. A 142 fabric reinforcement with 150mm end laps tying wire and spacer blocks weighing 2.22kg/sm (measured nett, allow for laps) | 144 | SM | 3 | 432
K | Supply and fix strip steel reinforcement round bars to B.s 4449 including all cutting to size, binding wire and spacer blocks in strip to be placed according to the structural drawings provided or as advised by Structural Site Engineer ( Column and base D12-99.6kg; D8-21.17kg; Grade beam D12-191.81kg, D8-95.99kg) | 414.57 | Kg | 1.5 | 621.855
Sawnform work to:-
L | Supply and fix formwork for sides of stub columns, strip footing formworks and edges of base columns | 10.24 | SM | 3 | 30.72
M | Supply and fix formwork for sides and edges of floor bed 100-160mm high | 64 | LM | 3 | 192
Foundation Walling
N | 200mm thick solid natural block ( grade1 )walling in cement sand mortar 1:3 with and including hoop-iron after every 2nd alternate course. | 29.7 | SM | 20 | 594
SUPERSTRUCTURE WORKS
Vibrated reinforced concrete 1:1.5:3 (25/25) in:-
O | Supply all materials and cast 200mm Diameter column with a height of 2100mm for a total pf 17No. Columns according to structural details provided in the drawing | 1.1215 | CM | 150 | 168.2323
P | Supply all materials and cast 200mmx200mm Lintols as per structural detail | 2.16 | CM | 150 | 324
Formwork
Q | Supply and fix formwork for sides of columns | 21 | SM | 3 | 63
R | Supply and fix formwork on sides and soffites of ringbeams | 12 | SM | 3 | 36
Reinforcement works
S | Supply and fix strip steel reinforcement round bars to B.s 4449 including all cutting to size, binding wire and spacer blocks in strip to be placed according to the structural drawings provided or as advised by Structural Site Engineer ( 17 no.Columns 2.2meters-D12-169.08kg; D8-66.48kg; Lintol beam D12-191.81kg, D8-95.99kg) | 523.36 | Kg | 1.5 | 785.04
PARAPET Walls
T | 200mm thick natural solid Block to a height of 3 meters on mortar 1:4 with and including hoop-iron after every 2nd alternate course and Supply and fix concrete vent blocks above the windows , and finish edges in cement screed, | 49.2 | SM | 18 | 885.6
| Carried to Summary of Rehabilitation Works |  |  |  | 15062.4167
ROOFING
U | Supply and fix 28 IT5 Gauge Galvanized corrugated Iron sheet pre-painted . Secured with approved accessoriesGCI sheet including timber trusses spaced @ 1500 c/c along with 50mm x 50mm cypress timber for purlins spaced @ 375 mm across the trusses and secured to the truss rafters using appropriate bolts, nuts and washer | 165.6 | SM | 15 | 2484
Ceilling Broad
V | interior decoration ceiling design, 6 mm thick plywood laminated ceiling on 50 x 50mm SW brandering @600x600mm c/c | 144 | SM | 9 | 1296
Fascia Board
W | 200 x 25mm fascia board (apply wood primer on back of timber before fixing fascia board. | 54 | Lm | 5 | 270
ELECTRICAL INSTALLATIONS
X | Provide a Provisional for Internal Decorative light,lumps and sockets Installations to be expended as directed by the Civil Engineer and measured and valued on completion | 1 | Lumpsum | 1000 | 1000
| Carried to Summary of Rehabilitation Works |  |  |  | 5050
FININSHES
Supply and fix approved coloured non slip glazed marble ceramic floor tiles including bedding in approved tile adhesive and pointing with coloured grout and laying to falls where necessary all as per architect's details
Y | 500 x 500 x 6 mm thick ceramic floor. | 211.2 | SM | 12 | 2534.4
Plastering
Plaster: 9 mm first coat of cement/lime putty/sand (1:2:9): 3 mm second coat of cement/lime putty/sand (1:1:6): steel toweled: on masonry or concrete: to
Z | Internal and External veranda and parapet wall | 208.8 | SM | 4 | 835.2
Prepare surfaces and apply undercoat and two finishing coats silk vinyl emulsion paint as " Crown Paints" or other equal approved on plastered masonry or
AA | Internal and External veranda and parapet wall | 208.8 | SM | 3 | 626.4
Front Steps
AB | Construct steps with 100 mm slab benching, infill and 150 mm block wall and floor cement sand mortar screed 1:2 finish. | 15 | SM | 18 | 270
Ramp
AC | Construct one access ramps in concrete with reinforced BRC A142: @ ramp size ;1,500 wide x 4500mm long, average thickness of 300mm on well prepared and compacted ground surface. Section area is 0.672square meters Price includes all formwork | 1.008 | CM | 100 | 100.8
EXISTING GUTTERS DOWN PIPES
AD | 75 x 50mm square rainwater downpipe fixed with and including mild steel straps at 900mm centres, plugged and screwed to wall | 66 | LM | 6 | 396
AE | Extra; horse shoe bend | 10 | NO | 15 | 150
AF | Knot prime stop and apply two undercoats and one gloss finishing coat oil paint to fascia board 200- 300 mm wide | 12 | SM | 4 | 48
| Carried to Summary of Rehabilitation Works |  |  |  | 4960.8
| SUB-TOTAL 1: BLOCK A REHABILITATION OFFICE BLOCK AND VERANDAH |  |  |  | 25073.2167
2 | BLOCK B-Partion into Office and Store and construction of new verandah
SITE MOBILIZATION
A | Removal existing roof sheets,truss ,floors, iron sheets Doors and windows | 1 | lm | 500 | 500
PARTITATION WALL Of Examination Hall In To The Offices
Excavation & Earth Works
B | Excavate starting from stripped level a 600mm wide foundation trench to an average depth of 700mm in normal soil to be approved by site Engineer | 5.04 | CM | 7 | 35.28
C | Excavate starting from stripped level a column base foundation as per foundation layout to an average depth of 950mm in normal soil to be approved by site Engineer | 3.078 | CM | 9 | 27.702
Concrete works
D | Supply all materials and cast 50mm concrete for blinding concrete ratio 1:4:8 at the column base and strip foundation | 0.522 | CM | 100 | 52.2
Vibrated reinforced concrete 1:1.5:3 to:-
E | Supply all materials and cast 600mmx200mm thick strip foundation footing. | 1.44 | CM | 150 | 216
F | Supply all materials and cast 600mmx600mm column base and 200 x 200mm Sub structure column at a height of 700mm for 9 columns according to structural details upon approval by Site Engineer | 0.9 | CM | 150 | 135
G | Supply all materials and cast 200mmx200mm grade beam | 0.48 | CM | 150 | 72
H | Supply all materials and cast 150mm thick floor slab | 50.4 | CM | 150 | 7560
I | Supply and lay 150mm thick murram blinding well compacted to receive floor bed(m.s) | 158.4 | SM | 15 | 2376
Reinforcement details
J | Supply and fix one layer B.R.C ref. No. A 142 fabric reinforcement with 150mm end laps tying wire and spacer blocks weighing 2.22kg/sm (measured nett, allow for laps) | 158.4 | SM | 3 | 475.2
K | Supply and fix strip steel reinforcement round bars to B.s 4449 including all cutting to size, binding wire and spacer blocks in strip to be placed according to the structural drawings provided or as advised by Structural Site Engineer at the stub footing of the Columns and strip foundation of the wall. (D12=189.08kg; D8=19.20kg) | 208.28 | Kg | 1.5 | 312.42
Sawnform work to:-
L | Supply and fix formwork for sides of stub columns, strip footing formworks and edges of base columns | 7.68 | SM | 3 | 23.04
M | Supply and fix formwork for sides and edges of floor bed 1500mm high | 62 | LM | 3 | 186
Foundation Walling
N | 200mm thick natural solid block wall grade1 walling in cement sand mortar 1:3 with and including hoop-iron after every 2nd alternate course. | 8.4 | SM | 20 | 168
SUPERSTRUCTURE WORKS
Vibrated reinforced concrete 1:1.5:3 (25/25) in:-
O | Supply all materials and cast 200mmx200mm Grade Beam as per structural detail | 0.48 | CM | 150 | 72
P | Supply all materials and cast columns as per structural details attached work to be approved by Engineer | 1.116 | CM | 150 | 167.4
Q | Supply all materials and cast 200mmx200mm Lintols as per structural detail | 3.68 | CM | 150 | 552
Formwork
R | Supply and fix formwork for sides of columns | 23 | SM | 3 | 69
S | Supply and fix formwork on sides and soffites of ringbeams | 18.4 | SM | 3 | 55.2
Reinforcement works
T | Assorted for grade beam reinforcement ( D12=42.62Kg, 21.69kg) | 64.3095 | Kg | 1.5 | 96.4642
U | Assorted for Ring beam reinforcement ( D12=454.66 kg, D8=227.87) | 682.5315 | Kg | 1.5 | 1023.7973
V | Assorted for Column reinforcement (D12=118.28kg, D8=47.99kg) | 166.2741 | Kg | 1.5 | 249.4112
Partition Wall
W | Construction of 200mm thick Solid Block placed in cement mortar 1:4 with and including hoop-iron after every two alternate course. | 32.48 | SM | 18 | 584.64
| Carried to Summary of Rehabilitation Works |  |  |  | 15008.7546
Verandah (New Exended from Block B)
X | Site Clearance and earth works leveling both cut and fill. | 1 | LS | 500 | 500
SUBSTRUCTURE WORKS
Excavation & Earth Works
Y | Excavate starting from stripped level a 600mm wide foundation trench to an average depth of 700mm in normal soil to be approved by site Engineer | 11.928 | CM | 7 | 83.496
Z | Excavate starting from stripped level a column base foundation as per foundation layout to an average depth of 950mm (0.95m) in normal soil to be approved by site Engineer | 3.078 | CM | 9 | 27.702
Concrete works
AA | Supply all materials and cast 50mm concrete for blinding concrete ratio 1:4:8 | 1.02 | CM | 100 | 102
Vibrated reinforced concrete 1:1.5:3 to:-
AB | Supply all materials and cast 600mmx 600mm columns with a thickness of 200mm for 9no. Columns as per the structural drawings. | 3.24 | CM | 150 | 486
AC | Supply all materials and cast 600mmx200mm thick strip foundation footing. | 4.08 | CM | 150 | 612
AD | Supply all materials and stub columns 200mm diameter 700mm high for 9no. Columns. | 0.19792 | CM | 150 | 29.6881
AE | Supply all materials and cast 200mm x 200mm grade beam | 1.36 | CM | 150 | 204
AF | Supply and lay 150mm thick murram blinding well compacted to receive floor bed(m.s) | 84 | SM | 10 | 840
AG | Supply all materials and cast 150mm thick floor slab | 12.6 | CM | 150 | 1890
Reinforcement details
AH | Supply and fix one layer B.R.C ref. No. A 142 fabric reinforcement with 150mm end laps tying wire and spacer blocks weighing 2.22kg/sm (measured nett, allow for laps) | 84 | SM | 3 | 252
AI | Supply and fix strip steel reinforcement round bars to B.s 4449 including all cutting to size, binding wire and spacer blocks in strip to be placed according to the structural details ( D12=99.1kg, D8=14.22kg) | 113.3208 | Kg | 1.45 | 164.3152
Sawnform work to:-
AJ | Supply and fix plain sheet formwork for sides of stub columns, strip footing formworks and edges of base columns | 10 | SM | 3 | 30
AK | Supply and fix formwork for sides and edges of floor bed 150-300mm high | 34 | LM | 3 | 102
Foundation Walling
AL | 200mm thick natural stone grade1 walling in cement sand mortar 1:3 with and including hoop-iron after every 2nd alternate course. | 14.49 | CM | 45 | 652.05
SUPERSTRUCTURE WORKS
Vibrated reinforced concrete 1:1.5:3 (25/25) in:-
AM | Supply all materials and cast 200mmx200mm grade beam as per structural detail | 1.36 | CM | 150 | 204
AN | Supply all materials and cast 200mm diameter column 9no. as per structural detail | 0.62204 | CM | 150 | 93.3053
AO | Supply all materials and cast 200mmx 200mm Lintols as per structural detail | 1.36 | CM | 150 | 204
Formwork
AP | Supply and fix formwork for sides of columns | 14 | SM | 3 | 42
AQ | Supply and fix formwork on sides and soffites of ringbeams | 8 | SM | 3 | 24
Reinforcement works
AR | Assorted reinforcement for Column (D12=10.30kg, D8=32kg) | 42.2958 | Kg | 1.5 | 63.4437
AS | Assorted reinforcement grade beam (D12=120.77, D8=60.83) | 181.598 | Kg | 1.5 | 272.397
AT | Assorted reinforcement for lintols (D12=120.77, D8=60.83) | 181.598 | Kg | 1.5 | 272.397
PARAPET Walls
AU | 200mm thick natural solid Block 1200mm (1.2m) height walling in cement mortar 1:4 with and including hoop-iron after every 2nd alternate course | 32.4 | SM | 18 | 583.2
Ramp
AV | Construct one ramps in concrete with reinforced BRC A142: @ ramp size ;1500 wide x 4500mm long, average thickness of 300mm with a crossection area of 0.675SM on well prepared and compacted ground surface. Price includes all formwork. Costruction to be made using concrete mix ration :1.5:3 for Cement: Sand and Aggregate. | 1.0125 | CM | 150 | 151.875
AW | Provide Stailess steel handrails both sides of the ramp. The cost to include purchase of materials, Fabrication, transportation and installation. | 1 | LS | 200 | 200
Front Steps
AX | Construct steps with 100 mm slab benching, infill and 150 mm block wall and floor cement sand mortar screed 1:2 finish. | 9 | SM | 18 | 162
| Carried to Summary of Rehabilitation Works |  |  |  | 7733.9942
GUTTERS DOWN PIPES
BA | Supply and install 75 x 50mm square rainwater downpipe fixed with and including mild steel straps at 900mm centres, plugged and screwed to wall. | 33 | LM | 6 | 198
BB | Extra; horse shoe bend | 5 | NO | 15 | 75
| Painting and Decorating |  | SM | 4 | 0
BC | Prepare surfaces and apply undercoat and two finishing coats silk vinyl emulsion paint as " Crown Paints" or other equal approved on plastered masonry for the internal and external walls | 545.64 | SM | 5 | 2728.2
ROOFING
BE | Supply and fix 28 IT5 Gauge Galvanized corrugated Iron sheet pre-painted . Secured with approved accessoriesGCI sheet including timber trusses spaced @ 1500 c/c along with 50mm x 50mm cypress timber for purlins spaced @ 375 mm across the trusses and secured to the truss rafters using appropriate bolts, nuts and washer | 565.064 | SM | 15 | 8475.96
Ceilling Broad
BF | interior decoration ceiling design, 6 mm thick plywood laminated ceiling on 50 x 50mm SW brandering @600x600mm c/c | 464.8 | SM | 9 | 4183.2
Fascia Board
BG | 200 x 25mm fascia board (apply wood primer on back of timber before fixing fascia board. | 97.02 | Lm | 5 | 485.1
ELECTRICAL INSTALLATIONS
BH | Provide a Provisional for Internal Decorative light,lumps and sockets Installations to be expended as directed by the Civil Engineer and measured and valued on completion | 1 | LS | 1000 | 1000
| Carried to Summary of Rehabilitation Works |  |  |  | 14144.26
DOORS
Remove the badly damaged doorto receive new 2,150mmx900mm with first class exported hardwood timber doors (Singapore model) complete with all necessary fittings, fixtures, handles and locks.
BI | Supply and install 45mm thick hardwood double leaf panel door overall size 900 x 2150mm high with approved decorative glass in fan light size 1000 x 300mm, full jamb 250 x 50mm rebated hardwood solid timber frame, 25mm quadrant beading, 50 x 15mm architraves with surface primed back, complete with polishing and appropriate three (3) coats clear lacquer all done to the satisfaction of the Engineer. | 2 | No | 220 | 440
Prepare surfaces and apply three coats first grade clear polyurethane varnish as "Crown Paints" or other equal approved: on wood surfaces: to
BJ | Door: general surfaces: both sides | 126.72 | SM | 1 | 126.72
WINDOWS
Aluminum Windows
Supply, assemle and fix the following purpose made (standard W20 heavy duty sections) complete with opening accessories and permanent vents for the full width of window 4mm thick toughened glazing fixing lugs to stone wall and pointing all round frames in mastic with 25 x 3mm steel flats burglarproofing at opening sashes only and full gloss decoration as necessary;
BK | Window size 1500x12000mm | 10 | No | 90 | 900
Prepare metal surfaces: apply undercoat and two finishing coats first grade eggshell paint: as "Crown Paints" or other equal approved metallic paint: on metal surfaces: to
BL | General surfaces: Steel Grill protection of Aluminum doors and burglarproofing grilles internally (measured flat overall) | 12.5 | SM | 21 | 262.5
BM | General surfaces: Steel Grill protection of windows and burglarproofing grilles internally (measured flat overall) | 10.8 | SM | 21 | 226.8
| Carried to Summary of Rehabilitation Works |  |  |  | 1956.02
FINISHES
Supply and fix approved coloured non slip glazed marble ceramic floor tiles including bedding in approved tile adhesive and pointing with coloured grout and laying to falls where necessary all as per architect's details
BN | 500 x 500 x 6 mm thick ceramic floor. | 401.84 | SM | 12 | 4822.08
Plastering
Plaster: 9 mm first coat of cement/lime putty/sand (1:2:9): 3 mm second coat of cement/lime putty/sand (1:1:6): steel toweled: on masonry or concrete:
BO | Internal and External veranda and parapet wall and the entire building | 545.64 | SM | 4 | 2182.56
Prepare surfaces and apply undercoat and two finishing coats silk vinyl emulsion paint as " Crown Paints" or other equal approved on plastered masonry or
BP | Internal and External veranda and parapet wall and the entire building | 545.64 | SM | 3 | 1636.92
| Carried to Summary of Rehabilitation Works |  |  |  | 8641.56
Store Shelves & Store Door
A | Shelves made by white Plywood 3500mmx3000mm nailed and welding at the below aprt of cabinets 500mmx600mmwith shelve frame will Thickness Size Length Theoretical Weight Material Steel Grade 2.0 mm 40X20 mm 6 m 1.75 kg Galvanized Steel St‑37/S235 mm and painted white oil paint at the bottom side will be made doors and cabnit shelf. | 286.2 | SM | 22 | 6296.4
B | Mild Steel Door -3500 x 3000mm high grille door comprising 50 x 50 x 3 mm RHS frame all round; 2 No. 50 x 50 x 3mmmiddle and bottom rail infilled with 16 x 16mm mild steel bars spaced at 100mm centers vertically and fixed into wall or concrete with staple, 6No. tower bolts, 3 No. heavy duty pin hinges 2 No. locking eye for padlock, apply paint before fixing | 1 | NO | 550 | 550
Prepare surfaces and apply three coats first grade clear polyurethane varnish as "Crown Paints" or other equal approved: on steel casement doors surfaces: to
C | Door: general surfaces: both sides | 21 | SM | 3 | 63
| Carried to Summary of Rehabilitation Works |  |  |  | 6909.4
| SUB-TOTAL 2: BLOCK B REHABILITATION |  |  |  | 46659.9947
3 | CANTEEN BLOCK WITH ABLUTION
CANTEEN
SITE MOBILIZATION
A | Site Mobilization and Clearance incluidng removal damaged material,floors, iron sheets Doors and windows | 1 | LM | 500 | 500
FLOORS
B | Hack existing floor to remove existing old cement floor. | 114 | SM | 1 | 114
FINISHES
Floors
C | laying 70mm 1:2:4 lean concrete well compecetd applied at the top of the floor. | 7.98 | CM | 120 | 957.6
D | 50 mm thick finished to receive screed [1:3] on the lean concrete. | 114 | SM | 6 | 684
Supply and fix approved coloured non slip glazed marble ceramic floor tiles including bedding in approved tile adhesive and pointing with coloured grout and laying to falls where necessary all as per architect's details
E | 400x400 ceramic floor tiles including skirting, grouting, floor preparation (with tile sample approved by focal Eng ) | 118.34 | SM | 12 | 1420.08
Walls
INTERNALL &EXTERNAL FINISHING
F | Hack existing Cracking walls to remove Blocks and waste | 136.08 | Sm | 1 | 136.08
Plaster: 9 mm first coat of cement/lime putty/sand (1:2:9): 3 mm second coat of cement/lime putty/sand (1:1:6): steel toweled: on masonry or concrete: to
G | Walls: internally &externally | 136.08 | Sm | 4 | 544.32
Prepare surfaces and apply undercoat and two finishing coats silk vinyl emulsion paint as " Crown Paints" or other equal approved on plastered masonry or concrete surfaces: to
H | Walls and concrete: internally &external | 539.98 | Sm | 3 | 1619.94
SUPERSTRUCTURE WORKS
Vibrated reinforced concrete 1:1.5:3 (25/25) in:-
I | Supply all materials and cast 200x 400mm tie beamas per structural detail | 3.6 | CM | 150 | 540
J | Supply all materials and cast 200mmx 200mm Lintols as per structural detail | 1.36 | CM | 150 | 204
Formwork
K | Supply and fix formwork on sides and soffites of ringbeams | 8 | SM | 3 | 24
Reinforcement works
L | Assorted reinforcement for tie beam (D12=159.84kg, D8=116.05kg) | 275.89 | Kg | 1.5 | 413.835
M | Assorted reinforcement for lintols (D12=120.77, D8=60.44) | 181.21 | Kg | 1.5 | 271.815
| Carried to Summary of Rehabilitation Works |  |  |  | 5976.02
DOORS
Remove the badly damaged doorto receive new first class exported hardwood timber doors (Singapore model) complete with all necessary fittings, fixtures, handles and locks.
N | Door size 900x2100mm | 2 | No | 250 | 500
WINDOWS
Aluminum Windows
Supply, assemle and fix the following purpose made (standard W20 heavy duty sections) complete with opening accessories and permanent vents for the full width of window as detailed including cuMBng and 4mm thick toughened glazing fixing lugs to stone wall and pointing all round frames in mastic with 25 x 3mm steel flats burglarproofing at opening sashes only and full gloss decoration as necessary;
O | Window size 1200x1500mm | 2 | No | 90 | 180
P | Window size 1200x1500mm | 1 | No | 90 | 90
Prepare metal surfaces: apply undercoat and two finishing coats first grade eggshell paint: as "Crown Paints" or other equal approved metallic paint: on metal surfaces: to
Q | General surfaces: Steel Grill protection of windows and burglarproofing grilles internally (measured flat overall) | 21 | SM | 21 | 441
| Carried to Summary of Rehabilitation Works |  |  |  | 1211
ROOFING
R | Supply and fix 28 IT5 Gauge Galvanized corrugated Iron sheet pre-painted . Secured with approved accessoriesGCI sheet including timber trusses spaced @ 1500 c/c along with 50mm x 50mm cypress timber for purlins spaced @ 375 mm across the trusses and secured to the truss rafters using appropriate bolts, nuts and washer | 155.925 | SM | 15 | 2338.875
Ceilling Broad
S | interior decoration ceiling design, 6 mm thick plywood laminated ceiling on 50 x 50mm SW brandering @600x600mm c/c | 108 | SM | 9 | 972
Fascia Board
T | 200 x 25mm fascia board (apply wood primer on back of timber before fixing fascia board. | 25.2 | Lm | 5 | 126
ELECTRICAL INSTALLATIONS
U | Provide a Provisional for Internal Decorative light,lumps and sockets Installations to be expended as directed by the Civil Engineer and measured and valued on completion | 1 | Lumpsum | 1000 | 1000
| Carried to Summary of Rehabilitation Works |  |  |  | 4436.875
CANTEEN ABLUTION
FINISHES
Walls
Plaster: 9 mm first coat of cement/lime putty/sand (1:2:9): 3 mm second coat of cement/lime putty/sand (1:1:6): steel toweled: on masonry or concrete: to
B | Walls: internally | 13.25 | SM | 4 | 53
Prepare surfaces and apply undercoat and two finishing coats silk vinyl emulsion paint as " Crown Paints" or other equal approved on plastered masonry or concrete surfaces: to
W | Walls and concrete: internally | 106.4 | SM | 3 | 319.2
| Carried to Summary of Rehabilitation Works |  |  |  | 372.2
DOORS
Remove the badly damaged doorto receive new first class exported hardwood timber doors (Singapore model) complete with all necessary fittings, fixtures, handles and locks.
X | Door size 900x2150mm | 4 | NO | 200 | 800
Aluminum Windows
Supply, assemle and fix the following purpose made (standard W20 heavy duty sections) complete with opening accessories and permanent vents for the full width of window as detailed including cuMBng and 4mm thick toughened glazing fixing lugs to stone wall and pointing all round frames in mastic with 25 x 3mm steel flats burglarproofing at opening sashes only and full gloss decoration as necessary;
Y | Window size 600x600mm | 4 | NO | 65 | 260
| Carried to Summary of Rehabilitation Works |  |  |  | 1060
PIPING
Supply, deliver and install pipes, tubing and fittings as described and shown on the drawings. The pipes shall be PPR PN 20 pipes and all conforming to the current European standards for PPR installations and to the Engineers approval, pipe jointing shall be by polyfusion or use of electric coupling and to manufacturer's printed instructions. Rates must allow for all Metal/plastic threaded adaptors where required, valves, unions, sockets, sliding and fixed joints, support raceways, isolating sheaths, elastic material, expansion arms and bends, crossovers, couplings, clippings, connectors, joints and for the connection of sanitary fixtures etc. as required in the running lengths of pipework and also where necessary, for pipe fixing clips, holder bats plugged and screwed for the proper and satisfactory functioning of the system. The pipes will be pressure tested before the plastering of wall commences and as per the manufacturers recommended testing procedures. The sizes indicated are the minimum bore sizes.
Z | Supply and install heavy duty PPR pipes including all connections | 1 | lm | 700 | 700
Sanitary installlation
Sanitary appliances complete with all the connections to services, waste, jointing to supply overflows and plugging and scewing to the floors. Where trade names are mentioned below, the reference is intended to be as a guide to the type of fitting.
AA | Water closet (W.C.) suite in white vitreous china comprising: Glazed W.C. pan with heavy duty unbreakable plastic seat and cover, close couple cistern and fittings, 6.0 litres, including chrome lever and cover clip and WC outlet connector. The cistern to have internal overflow. Water closet pan to be as 'Twyford classic' or equal and approved | 4 | NO | 65 | 260
AB | Pedestal wash hand basin in white vitreous china size 500x400 mm complete with 'Aztec' chromed taps and handles, a 32mm diameter chrome plated pop-up waste and a 32mm Caradon Terrain' plastic bottle trap. Wash hand basin to be as 'Twyford Galerie Design' or equal and approved | 4 | NO | 45 | 180
ELECTRICAL INSTALLATIONS
AC | Provide a Provisional for Internal light lumps and sockets Installations to be expended as directed by the Civil Engineer and measured and valued on completion | 1 | lm | 500 | 500
| Carried to Summary of Rehabilitation Works |  |  |  | 1640
| SUB-TOTAL 3: CANTEEN BLOCK WITH ABDLUTION REHABILITATION |  |  |  | 14696.095
4 | BLOCK C: MOSQUE BLOCK
SITE MOBILIZATION
A | Site Mobilization and Clearance incluidng removal damaged material,floors, iron sheets Doors and windows | 1 | lm | 500 | 500
Wall Demolishing Existing Wall For Prayer Room Extension
B | Demolish existing dilapidated and Clear the site to remove trees and top soil to an average depth of 150mm. The work includes mobilization, site clearing the scrubs, removal any tree and roots, | 21.7 | SM | 3 | 65.1
SUBSTRUCTURE WORKS
Excavation & Earth Works
C | Excavate starting from stripped level a 600mm wide foundation trench to an average depth of 700mm in normal soil to be approved by site Engineer | 3.612 | CM | 7 | 25.284
D | Excavate starting from stripped level a column base foundation as per foundation layout to an average depth of 950mm in normal soil to be approved by site Engineer | 0.684 | CM | 9 | 6.156
Concrete works
E | Supply all materials and cast 100mm concrete for blinding concrete ratio 1:4:8 | 0.33 | CM | 100 | 33
Vibrated reinforced concrete 1:1.5:3 to:-
F | Supply all materials and cast 600mmx200mm thick strip foundation footing. | 1.032 | CM | 150 | 154.8
G | Supply all materials and cast 600mmx600mm x 200mmcolumn base and 200 x 200mm with a heigh of 850mm substructure column according to structural details upon approval by Site Engineer | 0.106 | CM | 150 | 15.9
H | Supply all materials and cast 200mmx200mm grade beam | 0.408 | CM | 150 | 61.2
I | Supply all materials and cast 150mm thick floor slab | 5.67 | CM | 150 | 850.5
Reinforcement details
J | Supply and fix strip steel reinforcement round bars to B.s 4449 including all cutting to size, binding wire and spacer blocks in strip to be placed according to the structural details provided or as advised by Structural Site Engineer (D12=86.14kg, D8=3.16kg) | 89.3 | Kg | 1.5 | 133.95
Sawnform work to:-
K | Supply and fix formwork for sides of stub columns, strip footing formworks and edges of base columns | 2 | SM | 3 | 6
L | Supply and fix formwork for sides and edges of floor bed 100-160mm high | 13 | LM | 3 | 39
Foundation Walling
M | 200mm thick natural stone grade1 walling in cement sand mortar 1:3 with and including hoop-iron after every 2nd alternate course. | 5.64 | CM | 18 | 101.52
SUPERSTRUCTURE WORKS
Vibrated reinforced concrete 1:1.5:3 (25/25) in:-
N | Supply all materials and cast 200mmx200mm Lintols as per structural detail | 0.52 | CM | 90 | 46.8
O | Supply all materials and cast 200x200mm columns as per structural details attached work to be approved by Engineer | 0.292 | CM | 90 | 26.28
P | Supply all materials and cast 200x200mm Ring beam as per structural details attached work to be approved by Engineer | 1.056 | CM | 90 | 95.04
Formwork
Q | Supply and fix formwork for sides of columns | 9 | SM | 3 | 27
R | Supply and fix formwork on sides and soffites of ringbeams | 5 | SM | 3 | 15
Supply and fix formwork on sides and soffites of ringbeams
Reinforcement works
S | Assorted for beam reinforcement for lintols (D12=34.63kg, D8=23.4kg) | 58.03 | Kg | 1.5 | 87.045
T | Assorted for beam reinforcement for Column (D12=30.90kg, D8=14.22kg) | 45.12 | Kg | 1.5 | 67.68
U | Assorted for ring beam reinforcement for ringbeam(D12=93.77,D8=44.08kg ) | 137.85 | Kg | 1.5 | 206.775
Walling
V | 200mm thick Solid Block 1200mm (1.2m) hieght walling in cement mortar 1:4 with and including hoop-iron after every 2nd alternate course and Supply and fix concrete vent blocks .(measuring 500 x 300mm inclusive frame), and finish edges in cement screed, | 25.21 | SM | 18 | 453.78
| Carried to Summary of Rehabilitation Works |  |  |  | 3017.81
ROOFING
W | Supply and fix 28 IT5 Gauge Galvanized corrugated Iron sheet pre-painted . Secured with approved accessoriesGCI sheet including timber trusses spaced @ 1500 c/c along with 50mm x 50mm cypress timber for purlins spaced @ 375 mm across the trusses and secured to the truss rafters using appropriate bolts, nuts and washer | 76.59 | SM | 15 | 1148.85
Ceilling Broad
X | interior decoration ceiling design, 6 mm thick plywood laminated ceiling on 50 x 50mm SW brandering @600x600mm c/c | 37.8 | SM | 9 | 340.2
Fascia Board
Y | 200 x 25mm fascia board (apply wood primer on back of timber before fixing fascia board. | 33 | Lm | 5 | 165
ELECTRICAL INSTALLATIONS
Z | Provide a Provisional for Internal Decorative light,lumps and sockets Installations to be expended as directed by the Civil Engineer and measured and valued on completion | 1 | Lumpsum | 750 | 750
HVAC
Supply, Deliver, Install, Test and Commission the following AC indoor units including with all accessories including all connections as described.
AA | Wall mounted unit of cooling capacity: 12.3kW with inbuilt drain pump, power input: 0.15kW, single phase, Refrigerant R-410A complete with all hanging accessories, remote control, filter chamber, drain pump kit, suction canvas, ceiling panel, wiring from DP switch to fan coil unit, fabricated steel mounting brackets, steel frames and raw bolts, anti-vibration mountings. DP switch to be positioned next to the in door unit. The indoor unit shall be to Daikin/Toshiba/LG make or approved equivalent. | 1 | NO | 500 | 500
| Carried to Summary of Rehabilitation Works |  |  |  | 2904.05
DOORS
Remove the badly damaged doorto receive new 2,150mmx900mm with first class exported hardwood timber doors (Singapore model) complete with all necessary fittings, fixtures, handles and locks.
AB | Door type hardwood single leaf panel door overall size 900 x 2150mm high with approved decorative glass in fan light size 1000 x 300mm, full jamb 250 x 50mm rebated hardwood solid timber frame, 25mm quadrant beading, 50 x 15mm architraves with surface primed back, complete with polishing and appropriate three (3) coats clear lacquer all done to the satisfaction of the Architect in accordance with Architectural drawings | 1 | No | 200 | 200
Prepare surfaces and apply three coats first grade clear polyurethane varnish as "Crown Paints" or other equal approved: on wood surfaces: to
AC | Door: general surfaces: both sides | 5.76 | SM | 1 | 5.76
WINDOWS
Aluminum Windows
Supply, assemble and fix the following purpose made (standard W20 heavy duty sections) complete with opening accessories and permanent vents for the full width of window as detailed including cuMBng and 4mm thick toughened glazing fixing lugs to stone wall and pointing all round frames in mastic with 25 x 3mm steel flats burglarproofing at opening sashes only and full gloss decoration as necessary;
AD | Window size 1500x1200mm | 4 | No | 90 | 360
Prepare metal surfaces: apply undercoat and two finishing coats first grade eggshell paint: as "Crown Paints" or other equal approved metallic paint: on metal surfaces: to
| Carried to Summary of Rehabilitation Works |  |  |  | 565.76
FINISHES
Supply and fix approved coloured non slip glazed marble ceramic floor tiles including bedding in approved tile adhesive and pointing with coloured grout and laying to falls where necessary all as per architect's details
AE | 400 x 400 x 6 mm thick ceramic floor. | 37.8 | SM | 12 | 453.6
Plastering
Plaster: 9 mm first coat of cement/lime putty/sand (1:2:9): 3 mm second coat of cement/lime putty/sand (1:1:6): steel toweled: on masonry or concrete: to
AF | Internal and External wall | 25.21 | SM | 4 | 100.84
Prepare surfaces and apply undercoat and two finishing coats silk vinyl emulsion paint as " Crown Paints" or other equal approved on plastered masonry or
AG | Internal and External wall | 25.21 | SM | 3 | 75.63
Front Steps
AH | Construct steps with 100 mm slab benching, infill and 150 mm block wall and floor cement sand mortar screed 1:2 finish. | 8 | SM | 18 | 144
| Carried to Summary of Rehabilitation Works |  |  |  | 774.07
Ablution Area (Waddu)
AI | Rehablition of ablution area include and allow for pipe work and taps to ablution blocks area and drainge system. | 1 | Lumpsum | 150 | 150
FLOORS
AJ | Hack existing floor to remove existing floor | 36 | Sm | 12 | 432
FINISHES
Floors
AK | 400x400 ceramic floor tiles including skirting, grouting, floor preparation (with tile sample approved by focal Eng ) | 37.2 | Sm | 12 | 446.4
| Carried to Summary of Rehabilitation Works |  |  |  | 1028.4
| SUB-TOTAL 4: MOSQUE BLOCK REHABILITATION |  |  |  | 8290.09
5 | CONSTRUCTION OF TWO NEW LATRINES BLOCK (2 UNITS)
BILL NO.1 EXCAVATION - SUBSTRUCTURE
EXCAVATION - SUBSTRUCTURE
A | Clear all vegetation and Excavate latrine pit of dimensions 3800mm by 2810mm to depth of 3200mm from existing ground level. | 34.1696 | cum | 8 | 273.3568
B | Excavate the colum base 600 x 600mm x 250 for four columns | 0.09 | cum | 8 | 0.72
B | Carry away surplus excavated materials to an approved place | 34.2596 | cum | 1 | 34.2596
C | Supply and lay 50mm thick murram blinding to under strip footing | 9.435 | sq.m | 21 | 198.135
Concrete works
E | Supply all materials and cast 50mm concrete for blinding concrete ratio 1:4:8 | 0.3966 | CM | 100 | 39.66
Vibrated reinforced concrete 1:1.5:3 to:-
F | Supply all materials and cast 600mmx200mm thick strip foundation footing. | 1.0104 | CM | 150 | 151.56
G | Supply all materials and cast 600mmx600mm x 200mm column base and 200 x 200mm with a heigh of 300mm substructure column according to structural details upon approval by Site Engineer | 0.192 | CM | 150 | 28.8
H | Supply all materials and cast 400mmx200mm grade beam | 0.896 | CM | 150 | 134.4
I | Floor: Cast Reinforced contrecte with BRC A142 at the floor with an area of 8.42square meters thickness 150mm using concrete mix ration :1.5:3 for Cement: Sand and Aggregate. | 1.593 | CM | 150 | 238.95
Reinforcement details
J | Supply and fix strip steel reinforcement round bars to B.s 4449 including all cutting to size, binding wire and spacer blocks in strip to be placed according to the structural details provided or as advised by Structural Site Engineer (D12=158.40kg, D8=52.04kg) | 210.44 | Kg | 1.5 | 315.66
K | Supply supply and fix mesh fabric reinforcement no. A142 size 200 x 200mm weighing 2.22 kg per square metre in floor slab ( measured net- no allowance made for laps; including bends tying wire and distant blocks. | 8.42 | CM | 150 | 1263
Sawnform work to:-
L | Supply and fix formwork for sides of stub columns, strip footing formworks and edges of base columns | 15 | SM | 3 | 45
M | Supply and fix formwork for sides and edges of floor bed 100-160mm high | 18 | LM | 3 | 54
Foundation Walling
N | 200mm thick natural stone grade1 walling in cement sand mortar 1:3 with and including hoop-iron after every 2nd alternate course. | 25.26 | SM | 18 | 454.68
| Totol Sub structure |  |  |  | 3232.1814
Super structure
Walling
O | Supply and build, 400mmx200mmx200mm thick Solid Block walling, in 1:3 cement sand mortar. Provide 25mm wide x 20swg Hoop iron at every alternate course. | 25 | sq.m | 18 | 450
P | Supply and lay, 150mm wide bituminous based Damp Proof Course, BS743 | 9.2 | lm | 3 | 27.6
Q | Supply all materials and cast R.C. ring beam, 200mm x 200mm vibrated reinforced concrete class 20/25 | 0.552 | cum | 100 | 55.2
R | Sawn formwork to sides and soffit of beam | 10.92 | sq.m | 3 | 32.76
| Sub Total Waling |  |  |  | 565.56
BILL NO. 3 ROOFING
The contractor is reminded to include in his pricing, the cost of supply, cutting waste and erecting. Timber to be treated as described in the specifications.
S | Supply and fix 28 gauge pre-painted 2.5long (approved colour) GCI roof sheet covering nailed to purlins | 14 | sq.m | 15 | 210
T | Supply and fix 100 x 50mm common rafters for roof support. | 6.6 | lm | 3.5 | 23.1
U | Supply and fix 50 x 50mm purlins | 20 | lm | 3.5 | 70
V | Supply and fix pre-painted 6x1" fascia and barge board around roof structure | 18.6 | lm | 3.5 | 65.1
W | Supply and fix 3m long 4" diameter PVC class D vent pipe complete with a fly-trap at the top | 1 | no | 16 | 16
| Sub Total roofing |  |  |  | 384.2
Doors and windows
Y | 30 mm thick factory made moulded PVC door (Wood free) consisting of frame made out of M.S. tubes of 19 gauge thickness and size of 20mm x 40mm for stiles as well as top, bottom & lock rail. M.S. frame shall have a coat of metal primer of approved make & manufacturer. The inside panel shall consist of 20mm thick multi-chamber hollow PVC section of 1mm wall thickness, bonded using solvent cement / cynoacrylate adhesive with 5 mm (+0.25) thick moulded PVC sheet of density 600 kg/cbm with 2, 4, 6 raised panel deign in plain / prelam colours after routing the moulded design on one side of the inside panel. 5 mm (+0.25) plain / prelam PVC sheet to be pasted using solvent cement / cynoacrylate adhesive on other side of the hollow PVC section. All the four edge of the panel to be sealed with lipping of 10 mm thick & 20 mm wide PVC sheet baton made by sticking 2 nos. foam PVC sheets of 5 mm. Provide High Quality PVC Doors for Toilets(Public Toilets) 800x2100mm | 2 | no | 75 | 150
WINDOWS
Z | Supply, assemle and fix the following purpose made (standard W20 heavy duty sections) complete with opening accessories and permanent vents for the full width of window as detailed including cuMBng and 4mm thick toughened glazing fixing lugs to stone wall and pointing all round frames in mastic with 25 x 3mm steel flats burglarproofing at opening sashes only and full gloss decoration as necessary; Window size : 600x600mm | 2 | no | 65 | 130
| Sub total Windows and doors |  |  |  | 280
Finishes
Floor finishes
AA | 25mm thick Cement Sand (1:3) screed premixed with red oxide powder or other approved pigment | 10.36 | sq.m | 5 | 51.8
AB | 400 x 400 x 6 mm thick ceramic floor tiles - toilets | 10.36 | sq.m | 12 | 124.32
AC | Supply and fix 200X150X6mm thick coloured ceramic glazed wall tiles to wall on prepared backgrounds (measured separately) | 15.6 | sq.m | 12 | 187.2
Wall finishes
AD | 15mm thick two coat cement sand (1:3) plaster trowelled smooth and comprising 12mm backing and 3mm finishing coat including provision of black board backing plaster. Works include both internal and external | 61.84 | sq.m | 4 | 247.36
AE | Prepare and apply three coats of gloss oil paint; 'Premium Grade brand' to wall surfaces | 61.84 | sq.m | 3 | 185.52
AF | Raking and keying to all masonry walling | 20 | sq.m | 4 | 80
AG | interior decoration ceiling design, 6 mm thick plywood laminated ceiling on 50 x 50mm SW brandering @600x600mm c/c | 10.36 | sq.m | 9 | 93.24
| Sub total Finishes |  |  |  | 969.44
BILL NO. 6 Plumbing works
Fittings
AH | East type WC Pan Twyfords or equal approved | 2 | no | 60 | 120
AI | Wall mounted Pegler tap or equal approved complet plus necessary piping and joints from existing connection | 2 | 120 | 60 | 120
AJ | Pedestal wash hand basin in white vitreous china size 500x400 mm complete with 'Aztec' chromed taps and handles, a 32mm diameter chrome plated pop-up waste and a 32mm Caradon Terrain' plastic bottle trap. Wash hand basin to be as 'Twyford Galerie Design' or equal and approve. Include connection to existing water network | 2 | no | 45 | 90
| Sub Total Plumbing |  |  |  | 330
BILL NO. 7 Electrical works
AK | Provide a Provisional for light,lumps and Single switch outlet Installations to be expended as per the wiring diagram and as directed by the Engineer on site. | 1 | lm | 300 | 300
| Sub Total Electrical Works |  |  |  | 300
| Total for one block of two latrines |  |  |  | 6061.3814
| SUB-TOTAL 5: CONSTRUCTION OF TWO BLOCKS EACH WITH TWO LATRINES |  |  |  | 12122.7628
6 | Construction of front perimeter wall and two security inspection rooms
Perimeter wall
Notes: The contractor is reminded to visit the site before filling the Request for Quotation to ascertain the extent of the conditions of site. All quantified works in the Request for Quatation are provisional and payment shall be made based on the actual work executed at the site and agreed upon by all parties. The contractor is advised to constantly seek the Engineer instructions at each phase of the work and if required, before filling the Request for Quotation. All unit rate shall be deemed to include all elements of supplying and construction work that is labour and other overheads eg security, profit and overheads, cost of materials, wastages, transport etc.
EXCAVATION AND EARTHWORKS
Demolition works
A | Site clearance | 55 | M2 | 5 | 275
Exacavation works
B | Trench exavation for the perimeter wall to a total leght of 266meters | 15.744 | M3 | 6 | 94.464
C | Trenching at the columns for 3No Columns | 11.52 | M3 | 6 | 69.12
D | Trenching works at the security screening room 15.1m | 10.872 | M3 | 6 | 65.232
| Sub Total Trenching and site clearance |  |  |  | 503.816
E | Concrete work in substructure
Plain concrete class 15 (mix 1:3:6)
F | 50mm Thick surface blinding under strip foundation | 0.822 | m3 | 150 | 123.3
G | Ditto; Under column bases | 0.24 | m3 | 150 | 36
Insitu concrete class 25, vibrated and reinforced as described, in:-
H | Foundation strip | 2.624 | m3 | 350 | 918.4
I | Column bases | 1.536 | m3 | 350 | 537.6
J | Concrete Walling | 9.9 | m3 | 350 | 3465
K | Column | 0.54 | m3 | 350 | 189
| Reinforcement | 0
| High tensile steel reinforcement to B.S. 4461 in structural concrete work including cutting, bending, hoisting, fixing, tying wire and spacing blocks | 0
L | 8 mm diameter bars-Colums | 29.9805 | kg | 1.5 | 44.9708
M | 12mm Diameter -Column | 76.7232 | kg | 1.5 | 115.0848
N | 12mm Diameter -Walling | 325.008 | kg | 1.5 | 487.512
O | 8 mm diameter bars-Walling | 127.19 | kg | 1.5 | 190.785
P | 12mm Diameter - Foundation walling | 39.072 | kg | 1.5 | 58.608
Q | 8 mm diameter bars-Foundation walling | 112.97 | kg | 1.5 | 169.455
Sawn formwork to:-
R | Formwork for base, colum and walling | 99 | m2 | 6 | 594
| Sub Total |  |  |  | 6929.7155
Security room, Gate and Boom barrier
S | Sub structure wall | 20.76 | m2 | 15 | 311.4
T | Filling and compaction 150mm thick murram or approved | 2.691 | m3 | 20 | 53.82
U | Floor slab 150mm thick class 25 | 17.94 | m2 | 150 | 2691
V | Walling | 46.73 | m2 | 20 | 934.6
W | roof Cover slab 100mm thick Class 25 | 17.94 | m2 | 200 | 3588
X | Internal and external plaster | 46.73 | m2 | 12 | 560.76
Y | Prepare and apply three coats of gloss oil paint; 'Premium Grade brand' to wall surfaces | 46.73 | m2 | 4 | 186.92
Z | 30 mm thick factory made moulded PVC door (Wood free) consisting of frame made out of M.S. tubes of 19 gauge thickness and size of 20mm x 40mm for stiles as well as top, bottom & lock rail. M.S. frame shall have a coat of metal primer of approved make & manufacturer. The inside panel shall consist of 20mm thick multi-chamber hollow PVC section of 1mm wall thickness, bonded using solvent cement / cynoacrylate adhesive with 5 mm (+0.25) thick moulded PVC sheet of density 600 kg/cbm with 2, 4, 6 raised panel deign in plain / prelam colours after routing the moulded design on one side of the inside panel. 5 mm (+0.25) plain / prelam PVC sheet to be pasted using solvent cement / cynoacrylate adhesive on other side of the hollow PVC section. All the four edge of the panel to be sealed with lipping of 10 mm thick & 20 mm wide PVC sheet baton made by sticking 2 nos. foam PVC sheets of 5 mm. Provide High Quality PVC Doors for Security inspection rooms) 800x2100mm | 3 | no | 75 | 225
AA | supply and install 3mm metallic door at the security inspction entrance 800x2100mm | 1 | no | 300 | 300
WINDOWS
AB | Supply, assemle and fix the following purpose made (standard W20 heavy duty sections) complete with opening accessories and permanent vents for the full width of window as detailed including cuMBng and 4mm thick toughened glazing fixing lugs to stone wall and pointing all round frames in mastic with 25 x 3mm steel flats burglarproofing at opening sashes only and full gloss decoration as necessary; Window size : 600x600mm | 1 | no | 65 | 65
Double Leaf Sliding Gate 6m length and 4 height 6mm steel plan.
AC | Supply and install steel sliding gate 3×6 m The unit rate shall include painted one primer coat and two oil coats at least, Wally switch type lock, iron mongery and all needed parts, fittings and accessories, suspended parbed wires .The unit rate shall include all needed workmanship ,equipment, materials, concrete B250,plates, rails ...etc necessary to have operational gate and completed job .The work shall be done all as specification.(vertical gate supports 100x100x50mm hortizental 800x800x40mm plain steel will be 6mm thick U shape steel 100x100x50mm thick) including essential accessories. | 1 | Pc | 5000 | 5000
BOOM BARRIER(BOOM GATE)
AD | Supply and install boom barrier according technical specifications provided in the drawing. Boom Arm Length: 5900mm, Boom Arm Height: 1100mm , Boom Arm Material: GI pipe 140mmx6mm thick, Size of Base: 600mmx600mm with a depth of 1.5meters, with a footing of 800mm x 800mm x 100mm. Adjustability: Fully adjustable A privided in the drawing | 1 | No. | 3100 | 3100
| Sub Total 3 |  |  |  | 17016.5
AE | Finishes
AF | Painting & decoration | 42 | M2 | 4 | 168
AG | Copping on top | 0.161 | M3 | 250 | 40.25
AH | lighting | 1 | LS | 200 | 200
Security Camera
AI | Security camera Technical Specifications: The following technical requirements are recommended or equivalent: a).3-Dimensional Noise Reduction (3DNR) Internet Protocol (IP) Cameras • A mix of dome and bullet and PTZ cameras (fixed and varifocal lenses) • Infrared capability • 10-30 meter range b) .Resolution • Up to 1280 x 960 c) .Robustness • Weather proof • Vandal proof d).Scalability • Capability to scaled up in complexity future configurations e) .Remote monitoring via internet f) At least 1 Month HDD storage capacity g) .1- 16 channel Master Control h) .NVR and Software Installation i) .23 Inch LED Monitoring screen or larger j) Warranty, Back Up Service and Support • Warranty for replacement of defective parts or modules or workmanship • Availability of expert back up service to provide servicing for equipment | 1 | LS | 9955.6504 | 9955.6504
| Sub Total |  |  |  | 10363.9004
| SUB-TOTAL 6: SECURITY ROOM AND GATE |  |  |  | 34813.932
7 | PARKING AREA
Fence wall.
Plaster: 9 mm first coat of cement/lime putty/sand (1:2:9): 3 mm second coat of cement/lime putty/sand (1:1:6): steel toweled: on masonry or concrete: to
A | Walls and concrete: | 72.9 | SM | 4 | 291.6
Prepare surfaces and apply undercoat and two finishing coats silk vinyl emulsion paint as " Crown Paints" or other equal approved on plastered masonry or concrete surfaces: to
B | Walls and concrete: | 162 | SM | 3 | 486
Rizor Wire
C | Supply and fix 500mm diameter barb wire on the top of the perimeter wall. Barb wire must be galvanized and rust proof. Total length 25m, the gap between circles must be maxium 20-30cm | 25 | LM | 35 | 875
Flag Plat forum
D | Construction Flag post Plat forum. | 1 | LM | 2000 | 2000
Flag post
E | 6000mmx20mm CHS Galvanized Steel pole. | 1 | ITEM | 120 | 120
Flag Pole Accessories
F | Spun steel ball at top of flag pole
G | Cast steel stationary truck for holling flag rope | 1 | NO | 22 | 22
H | One Halyard | 1 | NO | 10 | 10
I | Flag Snaps | 1 | NO | 10 | 10
J | Casting steel Cleat(s) | 1 | NO | 10 | 10
PARAPET WALL OF PARKING AREA
K | 200mm thick Hallow Block 1000mm (1m) hieght walling in cement mortar 1:4 with and including hoop-iron after every 2nd alternate course and Supply and fix concrete vent blocks .(measuring 500 x 300mm inclusive frame), and finish edges in cement screed,with decorative Steel railing | 45 | SM | 18 | 810
INTERLOCK (PAVEMENT WALK WAYS )
SITE PREPARATIONG
L | Oversite excavation in loose material up to the required levels. Rate is to include carting away from site of any unused material to an approved dumping site and all required dumping charges | 1125 | SM | 1 | 1125
Compaction
M | Grade and compact:- compaction to BS 95% compacting by compacting roller | 1125 | SM | 3 | 3375
Hard Core Filling
N | 300mm hard core filling to the sides of the interlock to make up levels, well compacted and well watered in layers | 1125 | SM | 1 | 1125
Paving
O | Providing and laying 80mm thick factory made cement concrete interlocking paver block of M ‐30 grade made by block making machine with strong vibratory compaction and of approved size and design/ shape laid in required colour and pattern over and including 50mm thick compacted bed of course sand, filling the joints with coarse sand etc. all complete as per the direction of Engineer | 1125 | SM | 15 | 16875
Kerbstone
P | Providing and laying cement concrete in kerbs, steps | 140 | LM | 5 | 700
| SUB-TOTAL 7:PARKING AREA |  |  |  | 27834.6
GRAND SUMMARY OF BID AMOUNTS
1 | SUB-TOTAL 1: BLOCK A REHABILITATION OFFICE BLOCK AND VERANDAH | 1 | No. | 25073.2167 | 25073.2167
2 | SUB-TOTAL 2: BLOCK B REHABILITATION | 1 | No. | 46659.9947 | 46659.9947
3 | SUB-TOTAL 3: CANTEEN BLOCK WITH ABDLUTION REHABILITATION | 1 | No. | 14696.095 | 14696.095
4 | SUB-TOTAL 4: MOSQUE BLOCK REHABILITATION | 1 | No. | 8290.09 | 8290.09
5 | SUB-TOTAL 5: CONSTRUCTION OF TWO BLOCKS EACH WITH TWO LATRINES | 1 | No. | 12122.7628 | 12122.7628
6 | SUB-TOTAL 6: SECURITY ROOM AND GATE | 1 | No. | 34813.932 | 34813.932
7 | SUB-TOTAL 7:PARKING AREA | 1 | No. | 27834.6 | 27834.6
| TOTAL |  |  |  | 169490.6911
| Add Contency 5% of TOTAL |  |  |  | 8474.5346
| GRAND-TOTAL |  |  |  | 177965.2257
| GRAND TOTAL BID AMOUNT MOE Offices JLS . |  |  |  | 177965.2257
AMOUNT IN WORDS:

## LOT 2-N-JLS-TTI-Security E
Concern Worldwide
BID SCHEDULE
PROPOSED REHABILITATION SECURITY INSPECTION ROOM , JUBALAND TTI - SOMALIA
Location: Kismayo, JLS
ITEM | DESCRIPTION | QTY | UNIT | BID UNIT RATE | AMOUNT (USD)
Jubaland State Teachers Training Institute Security Enhancement
1 | Perimeter wall: Construction of new wall 10 meters length and gate installation
Notes: The contractor is reminded to visit the site before filling the Request for Quotation to ascertain the extent of the conditions of site. All quantified works in the Request for Quatation are provisional and payment shall be made based on the actual work executed at the site and agreed upon by all parties. The contractor is advised to constantly seek the Engineer instructions at each phase of the work and if required, before filling the Request for Quotation. All unit rate shall be deemed to include all elements of supplying and construction work that is labour and other overheads eg security, profit and overheads, cost of materials, wastages, transport etc.
EXCAVATION AND EARTHWORKS
Demolition works
A | Site clearance | 36 | SM |  | 0
Excavations
B | Excavate oversite to remove vegetable soil average 150 mm deep ; wheel and deposit on site n.e. 100 M away in permanent spoil heaps | 36 | SM |  | 0
C | Trench Excavation of the base with a with 700mm and depth n.e 1,200mm and on the toe width 200mm, depth n.e 1350mm for a lenght of 10.3 meters,starting from existing ground level | 12.669 | CM |  | 0
D | Bulk excavation of oversite to reduce levels depth n.e. 1.7 M deep for the for 7N.o. Column base , leghth 1600mmx 1600mm starting for the existing ground level. | 30.464 | CM |  | 0
| Sub Total Excavation works |  |  |  | 0
Concrete work in substructure & super structure
Concrete work in Sub structure
Plain concrete class 15/20 (mix 1:3:6) blinding
E | 50mm Thick surface blinding under strip foundation for the walling | 0.515 | CM |  | 0
F | Ditto; under 7No. column base measuring 1600mmx1600mm | 0.896 | CM |  | 0
Class 30/20 mm ( 1:1:2 )
H | Column Base (7.No.) meashuring 1600mmx1600mm with a depth of 300mm | 5.376 | CM |  | 0
I | Ditto; Wall base with a toe | 2.266 | CM |  | 0
| Reinforcement and formwork for the strip foundation and column base | 0
| High tensile steel reinforcement to B.S. 4461 in structural concrete work including cutting, bending, hoisting, fixing, tying wire and spacing blocks | 0
J | 8 mm diameter bars-strip foundation | 103.411 | kg |  | 0
K | 12mm Diameter - strip foundation walling | 107.2704 | kg |  | 0
L | 12mm Diameter - Column base | 201.3984 | kg |  | 0
Sawn formwork to:-
M | Formwork for base, colum and walling | 15 | sm |  | 0
| Sub Total Reinforcement and formwork |  |  |  | 0
Concrete works in sub structure and Super stucture wall and colums, Class 30/20 (1:1:2)
N | Column from the column base measuring 200mmx200mm with I height of 4.675meters (7No.) | 1.309 | m3 |  | 0
O | Concrete Walling | 11.869 | m3 |  | 0
P | Concrete wall capping on the top of Walling and columns | 15.1 | LM |  | 0
| Subtotal Concrete works |  |  |  | 0
| Reinforcement and formwork | 0
| High tensile steel reinforcement to B.S. 4461 in structural concrete work including cutting, bending, hoisting, fixing, tying wire and spacing blocks | 0
Q | 8 mm diameter bars-Colums | 62.2125 | kg |  | 0
R | 12mm Diameter -Column | 121.212 | kg |  | 0
S | 12mm Diameter - longitudinal Walling | 544.5216 | kg |  | 0
T | 8 mm diameter bars- Laterals Walling | 248.534 | kg |  | 0
Sawn formwork to:-
U | Formwork for base, colum and walling | 126 | sm |  | 0
| Sub Total Reinforcement and formwork |  |  |  | 0
Installation of Exit door, Sliding Gate and Boom Gate
DOORS
V | Steel Door Standard steel casement door ovaral size comprising 2100x900 with 6mm thick mild steel primed with red oxide complete with hinges, stays, fasteners, permanent vent with mosquito gauze and sheet metal hood etc assembled and fixed to opening including cutting and pinning lugs to concrete work surround and bedding frame in cement and sand mortar (1:4) ( One door at the entry of security screening room and the other on the Emergency exit) | 2 | no |  | 0
Sliding Gate
W | Sliding Gate 5m length and 3meters height 6mm steel plan. :rate shall include painted one primer coat and two oil coats at least, Wally switch type lock, iron mongery and all needed parts, fittings and accessories, suspended.The unit rate shall also include all needed workmanship ,equipment, materials, concrete B250,plates, rails ...etc necessary to have operational gate and completed job .The work shall be done all as specification.(vertical gate supports 100x100x50mm hortizental 800x800x40mm plain steel will be 6mm thick U shape steel 100x100x50mm thick) including essential accessories. Note that the two supporting pillars are already included in 2.03, 2.06, 2.08 and 2.11, and their price should not be included within this item bill (2.22) | 1 | No |  | 0
BOOM BARRIER(BOOM GATE)
X | Supply and install boom barrier according technical specifications provided in the drawing. Boom Arm Length: 5900mm, Boom Arm Height: 1100mm , Boom Arm Material: GI pipe 140mmx6mm thick, Size of Base: 600mmx600mm with a depth of 1.5meters, with a footing of 800mm x 800mm x 100mm. Adjustability: Fully adjustable | 1 | No. |  | 0
| Sub Total-(d) |  |  |  | 0
Finishes: Security Camera, Painting, Landscaping
Security Camera
Y | Security camera Technical Specifications: The following technical requirements are recommended or equivalent: a).3-Dimensional Noise Reduction (3DNR) Internet Protocol (IP) Cameras • A mix of dome and bullet and PTZ cameras (fixed and varifocal lenses) • Infrared capability • 10-30 meter range b) .Resolution • Up to 1280 x 960 c) .Robustness • Weather proof • Vandal proof d).Scalability • Capability to scaled up in complexity future configurations e) .Remote monitoring via internet f) At least 1 Month HDD storage capacity g) .1- 16 channel Master Control h) .NVR and Software Installation i) .23 Inch LED Monitoring screen or larger j) Warranty, Back Up Service and Support • Warranty for replacement of defective parts or modules or workmanship • Availability of expert back up service to provide servicing for equipment | 1 | LS |  | 0
Z | lighting : Provide four flush flood lights, 1000Wt located at the four corners of the perimeter fence , complete with wiring, installation and connection to the main grid | 1 | LS |  | 0
Painting
AA | First grade plastic emulsion paint to plastered walls and ceilings (3 coats) . Apply Permaplast long lasting exterior paint/weatherguard both sides of the perimeter wall, with approved colour by the client. | 760.2 | M2 |  | 0
| Sub Total |  |  |  | 0
| SUB-TOTAL 1-Perimeter Wall |  |  |  | 0
2 | Security room
PRELIMINARY WORKS
A | Provision for building site office and temporary store | 1 | item |  | 0
B | Clear the site to remove trees and top soil to an average depth of 150mm. | 1 | item |  | 0
EXCAVATION AND EARTHWORKS
C | Excavate starting from stripped level a 600mm wide foundation trench to a depth of 1500mm | 15.57 | SM |  | 0
D | Excavate starting from stripped level a column base foundation | 0.36 | SM |  | 0
E | Plain concrete class 15/20 (mix 1:3:6) blinding 50mm thick | 0.519 | SM |  | 0
F | Return fill in and ram excavated material around foundations | 0.25 | SM |  | 0
G | Cart-away surplus excavated materials to where directed by Engineer | 11.245 | SM |  | 0
H | Allow for keeping excavations free from undergroung, or storm water | 1 | item |  | 0
SUBSTRUCTURE WORKS
Concrete works Class 20/25 on the following
I | Supply and install Contrete to C20/25 and cast 200mm thick strip foundation footing. | 2.076 | SM |  | 0
J | Cast 600mmx600mm with a depth of 200mm(Foundation footings 4 No.) | 0.288 | SM |  | 0
K | 200mm thick natural stone grade1 walling in cement sand mortar 1:3 | 18.15 | SM |  | 0
L | Supply and handpark 300mm hardcore filling well watered | 5.382 | SM |  | 0
M | Supply and lay 50mm thick murram blinding well compacted | 17.94 | SM |  | 0
N | Supply all materials and cast 150mm thick floor slab | 2.691 | SM |  | 0
O | Supply all materials and cast 200mmx200mm columns with height of 1.25m Class 20/25 | 0.2 | SM |  | 0
P | Supply and fix one layer B.R.C ref. No. A 142 fabric reinforcement | 17.94 | SM |  | 0
Q | Supply and fix strip steel reinforcement round bars to B.s 4449 D10 Both ways | 42.7581 | kg |  | 0
R | Supply and fix Column footing (4No.) round bars to B.s 4449 D12 Both ways | 227.5328 | kg |  | 0
S | Supply and fix formwork for sides of stub columns, strip footing formworks | 4 | SM |  | 0
T | Supply and fix formwork for sides and edges of floor bed 75-160mm high | 18 | lm |  | 0
U | Premise 200cc" or any other equal and approved anti-termite treatment | 17.94 | SM |  | 0
V | 500mm gauge polythene damp proof membrane with 150mm (Min) end and side laps | 17.94 | SM |  | 0
W | Supply and fix 200mm wide damp proof course under walls. | 3.46 | lm |  | 0
SUPERSTRUCTURE WORKS
X | Supply all materials and cast ring beams & Lintols as per structural design drawings | 0.88 | SM |  | 0
Y | Supply all materials and cast 4no. columns 200mmx200mm with 2100mm height | 0.336 | SM |  | 0
Z | Supply and fix formwork for sides of columns | 3.36 | SM |  | 0
AA | Supply and fix formwork on sides and soffites of ringbeams | 6.92 | SM |  | 0
AB | Assorted for beam reinforcement(D12-133.2kg; D8 - 71.1kg) | 204.3 | kg |  | 0
AC | Assorted for column reinforcement ( D12=79.56kg, D8 - 17.78kg) | 97.3398 | kg |  | 0
AD | 200mm thick natural machine dressed stone grade 1 for walling | 40.98 | SM |  | 0
DOORS
AE | Steel Door Standard steel casement door ovaral size comprising 2100x900 with 6mm thick mild steel primed with red oxide complete with hinges, stays, fasteners, permanent vent with mosquito gauze and sheet metal hood etc assembled and fixed to opening including cutting and pinning lugs to concrete work surround and bedding frame in cement and sand mortar (1:4) ( One door at the exit of security screening room and the other on the Female security inspection room) | 2 | NO |  | 0
WINDOWS
AF | Supply and fix aluminium window size :1200x1200mm with anti shutter glass | 1 | NO |  | 0
ROOFING
AG | Supply all materials and cast 150mm thick floor slab C20/25 | 2.691 | SM |  | 0
AH | Reinforcemet of roof slab D10 at 200mm both ways | 110.9366 | kg |  | 0
FINISHES
AI | Supply all materials and screed 25mm thick cement sand screed 1:2 steel | 17.94 | SM |  | 0
AJ | 15mm thick cement sand plaster on internal walls | 17.94 | SM |  | 0
PAINTING AND DECORATIONS
AK | Prepare and apply three coats Ruff 'N' safi exterior long lasting first grade | 11.48 | SM |  | 0
AL | Supply, prepare and apply 3 coats smooth velvet emulsion paint interior | 11.48 | SM |  | 0
ELECTRICAL INSTALLATIONS
AM | Provide a Provisional for Internal Decorative light,lumps and sockets Installations to be expended as directed by the Civil Engineer and measured and valued on completion | 1 | NO |  | 0
| SUB-TOTAL 2 SECURITY ROOM |  |  |  | 0
GRAND SUMMARY OF BID AMOUNTS
1 | SUB-TOTAL 1-Perimeter Wall | 1 | NO | 0 | 0
2 | SUB-TOTAL 2 SECURITY ROOM | 1 | NO | 0 | 0
| TOTAL |  |  |  | 0
| Add Contency 5% of TOTAL |  |  |  | 0
| GRAND-TOTAL |  |  |  | 0
| GRAND TOTAL BID AMOUNTJLS-TTI-SECURITY ENHANCEMENT. |  |  |  | 0
AMOUNT IN WORDS:

## LOT2-O-JLS TTI-Rehab of 6 lat
Concern Worldwide
BID SCHEDULE
PROPOSED REHABILITATION OF Six LATRINES IN TEACHER TRAINING INSTITUTE, KISMAYO - SOMALIA
Location: Kismayo, Lower Juba.
Rehabiliatation of Six Existing Latrines in Teacher Training Institute,Kismayo
ITEM | DESCRIPTION | QTY | UNIT | BID UNIT PRICE | BID AMOUNT (USD)
BILL NO. 1 ROOFING
1.01 | Site Mobilization and Clearance incluidng removal damaged material,floors, iron sheets Doors,windows and Cart away removal material from the site trushing to the dumping site. | 1 | LM |  | 0
1.02 | Supply and fix 28 gauge pre-painted 2.5long (approved colour) GCI roof sheet covering nailed to purlins | 11.7 | sq.m |  | 0
1.03 | Supply and fix 4x2" common rafters for roof support. | 12 | lm |  | 0
1.04 | Supply and fix 2x2" purlins | 45 | lm |  | 0
1.05 | Supply and fix pre-painted 6x1" fascia and barge board around roof structure | 23 | lm |  | 0
1.06 | Supply and fix 3m long 4" diameter PVC class D vent pipe complete with a fly-trap at the top | 1 | no |  | 0
| Total Bill No.1 |  |  |  | 0
BILL NO. 2 DOORS
2.01 | 30 mm thick factory made moulded PVC door (Wood free) consisting of frame made out of M.S. tubes of 19 gauge thickness and size of 20mm x 40mm for stiles as well as top, bottom & lock rail. M.S. frame shall have a coat of metal primer of approved make & manufacturer. The inside panel shall consist of 20mm thick multi-chamber hollow PVC section of 1mm wall thickness, bonded using solvent cement / cynoacrylate adhesive with 5 mm (+0.25) thick moulded PVC sheet of density 600 kg/cbm with 2, 4, 6 raised panel deign in plain / prelam colours after routing the moulded design on one side of the inside panel. 5 mm (+0.25) plain / prelam PVC sheet to be pasted using solvent cement / cynoacrylate adhesive on other side of the hollow PVC section. All the four edge of the panel to be sealed with lipping of 10 mm thick & 20 mm wide PVC sheet baton made by sticking 2 nos. foam PVC sheets of 5 mm. Provide High Quality PVC Doors for Toilets(Public Toilets) 800x2100mm | 6 | no |  | 0
WINDOWS
2.02 | Supply, assemle and fix the following purpose made (standard W20 heavy duty sections) complete with opening accessories and permanent vents for the full width of window as detailed including 4mm thick toughened glazing fixing lugs to stone wall and pointing all round frames in mastic with 25 x 3mm steel flats burglarproofing at opening sashes only and full gloss decoration as necessary; Window size : 600x600mm | 2 | no |  | 0
| Total Bill No.2 |  |  |  | 0
BILL NO. 3 FINISHES
Floor finishes
3.01 | 25mm thick Cement Sand (1:3) screed premixed with red oxide powder or other approved pigment | 11.7 | sq.m |  | 0
3.02 | 400 x 400 x 6 mm thick ceramic floor tiles - toilets | 11.7 | sq.m |  | 0
3.03 | Supply and fix 200X150X6mm thick coloured ceramic glazed wall tiles to wall on prepared backgrounds (measured separately) | 15.6 | sq.m |  | 0
Wall finishes
3.01 | Cracking Wall 15mm thick two coat cement sand (1:3) plaster trowelled smooth and comprising 12mm backing and 3mm finishing coat including provision of black board backing plaster. Works include both internal and external | 16 | sq.m |  | 0
3.04 | Prepare and apply three coats of gloss oil paint; 'Premium Grade brand' to wall surfaces | 54.5 | sq.m |  | 0
3.05 | Raking and keying to all masonry walling | 20 | sq.m |  | 0
3.06 | interior decoration ceiling design, 6 mm thick plywood laminated ceiling on 50 x 50mm SW brandering @600x600mm c/c | 11.7 | sq.m |  | 0
| Total Bill No.3 |  |  |  | 0
BILL NO. 4 Plumbing works
Fittings
4.01 | Close coupled WC Twyfords makeor equal approved | 6 | no |  | 0
4.02 | Wall mounted Pegler tap or equal approved complet plus necessary piping and joints | 6 | no |  | 0
4.03 | Pedestal wash hand basin in white vitreous china size 500x400 mm complete with 'Aztec' chromed taps and handles, a 32mm diameter chrome plated pop-up waste and a 32mm Caradon Terrain' plastic bottle trap. Wash hand basin to be as 'Twyford Galerie Design' or equal and approve | 3 | no |  | 0
| Total Bill No.4 |  |  |  | 0
BILL NO. 5 Electrical works
5.01 | Provide a Provisional for light,lumps and Single switch outlet Installations to be expended as directed by the Civil Engineer and measured and valued on completion | 1 | lm |  | 0
| Total Bill No.6 |  |  |  | 0
| Sub-Total of Rehabiliation of Existing Latrines . |  |  |  | 0
GRAND SUMMARY OF BID AMOUNTS |  |  |  |  | $USD
1 | Total for Rehabiliation of 6 latrines | 1 | Lot | 0 | 0
| SUB-TOTAL |  |  |  | 0
| Allow Provisional Sum 5% for Contingency |  |  |  | 0
| SUB-TOTAL |  |  |  | 0
GRAND TOTAL |  |  |  |  | 0
AMOUNT IN WORDS:

## LOT2-P-JLS-TTI 50CM UWT
Concern Worldwide
BID SCHEDULE
PROPOSED REHABILITATION OF 50 CM UNDERGROUND STORAGE TANK JUBALAND TRAINING , KISMAYO - SOMALIA
Location: Kismayo, Lower Juba.
REF: P_JUBALAND TTI_50CM UW STORAGE
50CM UNDERGROUND STORAGE TANK
ITEM | DESCRIPTION | QTY | UNIT | BID UNIT PRICE (USD) | BID AMOUNT (USD)
50CM storage unit
Construct to completion, test and commission 50CM underground storage tank as per the following specification and as directed by the engineers representative on site.
A | General site clearance of all bushes and undergrowth, remove all stumps and grub all roots as directed on site | 34.2119 | sm |  | 0
B | Excavate foundation for ground storage tank, in normal soil below the existing ground level to a depth not exceeding 2.8m. Fill in ,ram to required dimensions and levels and cart surplus to approved tips | 95.7934 | cm |  | 0
C | Allow for planking and strutting the walls of excavation for the tanks foundation | 1 | item |  | 0
D | Allow for dewatering the general foundation surface of the tank while under construction. | 1 | item |  | 0
E | Place and compact approved hardcore to the thickness shown in the drawing and in any case not less than 200mm. | 6.8424 | CM |  | 0
Reinforcement and formwork
High tensile steel reinforcement to B.S. 4461 in structural concrete work including cutting, bending, hoisting, fixing, tying wire and spacing blocks
F | 10 mm diameter bars-Top slab | 422.2378 | kg |  | 0
G | 12mm Diameter -Ring Beam | 84.36 | kg |  | 0
H | 8mm Diameter -Stirrups for Ring Beam | 62.805 | kg |  | 0
I | 10 mm Diameter - Walling | 246.183 | kg |  | 0
J | 12mm Diameter -Cross beam | 46.8864 | kg |  | 0
K | 8 mm diameter bars- Stirrups for cross beam | 36.972 | kg |  | 0
L | 12mm Diameter -Mid column | 15.6199 | kg |  | 0
M | 8 mm diameter bars- Stirrups for cross beam | 10.744 | kg |  | 0
N | 10 mm diameter bars- Floor slab | 422.2378 | kg |  | 0
Sawn formwork to:-
O | Formwork for base, colum and walling | 154.2743 | sm |  | 0
Formwork
P | Supply and fix formwork for sides of columns and slab | 34.4282 | sq.m |  | 0
Q | Supply and fix formwork on sides and soffites of square beam | 21.12 | sq.m |  | 0
Tank foundation
R | Supply and lay 50mm thick murram blinding well compacted to receive floor bed(m.s) | 34.2119 | SM |  | 0
Concrete works
Vibrated reinforced concrete 1:1:2 to:-
S | Supply all materials and cast Floor with caged reinforcement | 5.6549 | cum |  | 0
T | Supply all materials and cast columns, cross beams, top slab and top cross beam | 6.0172 | cum |  | 0
U | Lay natural wall 400mm thick with mortar joint of mix 1:3 and reinforcement in each course as per the drawing | 44.3385 | SM |  | 0
V | Place 1:2 mortar screeds to the base of the tank and the roof slab. The mortar should be mixed with water proof cement 40mm thick | 20.4282 | SM |  | 0
W | plaster reservoir interior wall with Penetron Water proof mix or approved by the Engineer | 60.4835 | SM |  | 0
X | Ditto but to the external wall with paint | 46.3385 | SM |  | 0
Y | Fabricate and Install internal galvanized iron ladder as directed on site | 1 | no |  | 0
Z | Fix all pipes and fittings: - 4" inlet, outlet, air vents and overflow as per the drawing.including 4" drainage pipes | 1 | Item |  | 0
AA | Provide and fix 600 x 600mm manhole cover made of timber, thickness 50mm | 1 | no |  | 0
| Total |  |  |  | 0
GRAND SUMMARY OF BID AMOUNTS |  |  |  |  | $USD
1 | Total for constuction of 50 CM UWT | 1 | No. | 0 | 0
| SUB-TOTAL |  |  |  | 0
| Allow Provisional Sum 0% for Contingency |  |  |  | 0
| SUB-TOTAL |  |  |  | 0
GRAND TOTAL |  |  |  |  | 0
AMOUNT IN WORDS:

## LOT2-Q-JLS-Admin & Ablution blk
Concern Worldwide
BID SCHEDULE
PROPOSED CONSTRUCTION OF ADMIN BLOCK AND ABLUTION KISMAYO TEACHER TRAINING CENTER
Location: KISMAYO, JUBALAND
ITEM | DESCRIPTION | QTY | UNIT | BID UNIT RATE | AMOUNT (USD)
Notes: The contractor is reminded to visit the site before filling the Request for Quotation to ascertain the extent of the conditions of site. All quantified works in the Request for Quatation are provisional and payment shall be made based on the actual work executed at the site and agreed upon by all parties. The contractor is advised to constantly seek the Engineer instructions at each phase of the work and if required, before filling the Request for Quotation. All unit rate shall be deemed to include all elements of supplying and construction work that is labour and other overheads eg security, profit and overheads, cost of materials, wastages, transport etc.
BILL NO 1 PRELIMINARY WORKS
ITEM | DESCRIPTION | QUANTITY | UNIT | RATE | AMOUNT (USD)
The contractor shall provide, erect and maintain all safety measures requirements according to specifications, including protecting the scaffolding with special cloth or fabric, and work plan for all items should be submitted before starting any activity. The contractor is reminded to supply crushed machine ballast for any concrete works at the site.
1 | Demolish the existing Latrines and Temp shed delapidated building and berkad; | 1 | item |  | 0
1.1 | Provision for building site office and temporary store as directed by site Engineer on site. Cost to include erecting corrugated iron sheet along the site compound to act as hoarding and any cost to be incurred in preparation | 1 | item |  | 0
1.2 | Clear the site to remove trees and top soil to an average depth of 150mm. The work includes mobilization, site clearing the scrubs, removal any tree and roots, | 1 | item |  | 0
Total Bill No.1 (Carried to Summary) |  |  |  |  | 0
BILL NO 2 EXCAVATION AND EARTHWORKS
2.1 | Excavate starting from stripped level a 600mm wide foundation trench to an average depth of 1500mm (1.5m) in normal soil to be approved by site Engineer | 80.73 | cum |  | 0
2.2 | Excavate starting from stripped level a column base foundation as per foundation layout to an average depth of 1500mm (1.5m) in normal soil to be approved by site Engineer | 10.2 | cum |  | 0
2.3 | Supply all materials and cast 50mm concrete for blinding concrete ratio 1:4:8 | 2.7279 | cum |  | 0
2.4 | Return fill in and ram excavated material around foundations as directed by Engineer on site | 11.76 | cum |  | 0
2.5 | Cart-away surplus excavated materials to where directed by Engineer | 1 | Lm |  | 0
2.6 | Allow for keeping excavations free from undergroung, or storm water | 1 | item |  | 0
Total Bill No.2 (Carried to Summary) |  |  |  |  | 0
BILL NO 3 SUBSTRUCTURE WORKS
The following items include supply and cast of concrete, shuttering, tie rods, spacers, supply and placing of concrete, vibrating, steel reinforcement shaping and fixing, curing, steel reinforcement, and supply and cast the required concrete, using mechanical vibrators, curing, testing steel reinforcement and concrete, and all other requirements and workmanship as per specifications, drawings and engineers instructions.
3.1 | Supply and handpark 300mm hardcore filling well watered and compacted to receive murram (m.s) as directed on site. | 34.128 | cum |  | 0
3.2 | Supply and lay 50mm thick murram blinding well compacted to receive floor bed(m.s) | 5.616 | cum |  | 0
Concrete works
Vibrated reinforced concrete 1:2:4 to:-
3.3 | Supply all materials and cast 150mm thick floor slab | 16.848 | cum |  | 0
3.4 | Supply all materials and cast 400mm grade beam | 7.176 | cum |  | 0
3.5 | Supply all materials and cast 200mm thick strip foundation footing. | 10.764 | cum |  | 0
3.6 | Supply all materials and cast 600mmx600mm x 11 and cast 200mmx200mm columns(foundation column according to structural drawings upon approval by Site Engineer | 9 | cum |  | 0
3.7 | Supply all materials and cast 200mm thick column bases to be approved by Engineer and according structural drawings | 3.4 | cum |  | 0
Reinforcement details
3.8 | Supply and fix one layer B.R.C ref. No. A 142 fabric reinforcement with 150mm end laps tying wire and spacer blocks weighing 2.22kg/sm (measured nett, allow for laps) | 112.32 | sq.m |  | 0
3.9 | Supply and fix strip steel reinforcement round bars to B.s 4449 including all cutting to size, binding wire and spacer blocks in strip to be placed according to the structural drawings provided or as advised by Structural Site Engineer | 319.033 | kg |  | 0
Sawnform work to:-
3.1 | Supply and fix formwork for sides of stub columns, strip footing formworks and edges of base columns | 82.08 | sq.m |  | 0
3.11 | Supply and fix formwork for sides and edges of floor bed 75-160mm high | 15.36 | lm |  | 0
Walling
3.12 | 400mm thick natural stone grade1 walling in cement sand mortar 1:3 with and including hoop-iron after every 2nd alternate course. | 62.79 | cum |  | 0
3.13 | Premise 200cc" or any other equal and approved anti-termite treatment applied as per manufactures | 89.7 | lm |  | 0
Damp proofing
3.14 | 500mm gauge polythene damp proof membrane with 150mm (Min) end and side laps | 112.32 | sq.m |  | 0
3 ply hessian based bituminous felt damp proof course bedded on mortar including leveling:-
3.15 | Supply and fix 200mm wide damp proof course under walls. | 89.7 | lm |  | 0
Plinths
3.16 | Supply and fix 12mm thick rendering in cement sand mortar 1:4 | 1.794 | cum |  | 0
3.17 | Prepare and apply 3 coats black bituminous paint | 179.4 | sq.m |  | 0
Total Bill No.3 (Carried to Summary) |  |  |  |  | 0
BILL NO 4 SUPERSTRUCTURE WORKS
1- Supplying , placing, workmanship, mortar, scaffolds, filling mastic for expansion joints and all other required materials, equipment and tools to complete the work according to specifications and directions of supervisor engineer. 2 -Contractor to provide samples for approval and all the required tests. 3-The following items include supply and cast of concrete, shuttering, tie rods, spacers, supply and placing of concrete, vibrating, steel reinforcement shaping and fixing, curing, steel reinforcement, and supply and cast the required concrete, using mechanical vibrators, curing, testing steel reinforcement and concrete, and all other requirements and workmanship as per specifications, drawings and engineers instructions. The contractor has to submit shop drawings for approval prior to work.
Vibrated reinforced concrete 1:2:4 (20/20) in:-
4.1 | Supply all materials and cast ring beams & Lintols as per structural design drawings | 7.176 | cum |  | 0
4.2 | Supply all materials and cast columns as per structural design drawings attached work to be approved by Engineer | 3.92 | cum |  | 0
Formwork
4.3 | Supply and fix formwork for sides of columns | 24.4 | sq.m |  | 0
4.4 | Supply and fix formwork on sides and soffites of ringbeams | 35.88 | sq.m |  | 0
Reinforcement works
4.5 | Assorted for beam reinforcement D12 | 663.78 | kg |  | 0
4.6 | Assorted for column reinforcement D8 | 302.3167 | kg |  | 0
Walling
4.7 | 200mm thick natural machine dressed stone grade 1 (Njiru quarry stone) walling in cement mortar 1:4 with and including hoop-iron after every 2nd alternate course | 273.49 | sq.m |  | 0
Total Bill No.4 (Carried to Summary) |  |  |  |  | 0
BILL NO 5 DOORS
All works must be according to drawings, specification and engineer instructions.Rates shall include:- 1- Submitting samples for steel section for approval of material, accessories, color and fixation method 2- Steel frames should be filled with fine aggregate mortar concrete, for fixation 3- Hardware, ironmongery and accessories should be approved before supply the materials 4-All required tests for painting materials.
Doors
5.1 | New 2,150mmx900mm with first class exported hardwood timber doors (Singapore model) complete with all necessary fittings, fixtures, handles and locks. Door type 01 - 45mm thick hardwood double Single panel door overall size 900 x 2150mm high with approved decorative glass in fan light size 1000 x 300mm, full jamb 250 x 50mm rebated hardwood solid timber frame, 25mm quadrant beading, 50 x 15mm architraves with surface primed back, complete with polishing and appropriate three (3) coats clear lacquer all done to the satisfaction of the Architect in accordance with Architectural drawings | 4 | no |  | 0
Total Bill No.5 (Carried to Summary) |  |  |  |  | 0
BILL NO 6 WINDOWS
Supply, assemle and fix the following purpose made (standard W20 heavy duty sections) complete with opening accessories and permanent vents for the full width of window as detailed including cuMBng and 4mm thick toughened glazing fixing lugs to stone wall and pointing all round frames in mastic with 25 x 3mm steel flats burglarproofing at opening sashes only and full gloss decoration as necessary;
6.1 | Supply and fix Alumunuim windows PVC frames .(measuring 1500 x 1200mm inclusive frame), 5mm thick plate , high quality lever fasteners, | 4 | no |  | 0
6.2 | Supply and fix Alumunuim windows PVC frames .(measuring 1200 x 1000mm inclusive frame), 5mm thick plate , high quality lever fasteners, | 1 | no |  | 0
Total Bill No.6 (Carried to Summary) |  |  |  |  | 0
ELEMENT NO. 7 ROOFING
The contractor is reminded to include in his pricing, the cost of supply, cutting waste and erecting. Timber to be treated as described in the specifications. All roofing timber should be 2nd grade cellcured cypress, straight, well seasoned, free from knots and insect attacks. All steel trusses to be approved before installation
7.1 | Supply fix 26 IT5 Gauge Galvanized corrugated Iron sheet pre-painted . Secured with approved accessories. | 145 | sq.m |  | 0
7.2 | Supply and fix matching barrel end 150mm half round ridge capping. | 35 | lm |  | 0
7.3 | Supply and fabricate timber trusses spaced @ 1500 c/c along wall plate using 150mm x 50mm thick timber members for trusses, rafters, struts and collars | 288 | lm |  | 0
7.4 | Supply and fix 100 x 50mm wall plate secured on the wall using bolts and fixed with hoop iron to ring beam. | 73 | lm |  | 0
7.5 | 50mm x 50mm cypress timber for purlins spaced @ 375 mm across the trusses and secured to the truss rafters using appropriate bolts, nuts and washers | 218 | lm |  | 0
7.6 | 200 x 25mm fascia board (apply wood primer on back of timber before fixing fascia board. | 45.6 | lm |  | 0
Total Bill No.7 (Carried to Summary) |  |  |  |  | 0
BILL NO 8 FINISHES
All works must be according to specification and engineer instructions. Rates shall include : 1-Supply of all needed materials, including galvanized angles for the corners as well as the use of galvanized wire mesh between concrete 2-Preparation works by covering all conduits of electricity, water supplies ,between existing walls and slabs … etc, with a galvanized wire mesh at least 20cm width coated by mortar (1:1) cement : sand and the work includes removal of wires and nails and cleaning of surfaces to be ready for plastering .This should be done prior to commencement of plastering and after obtaining a written approval from the supervision engineer. 3-Contractor shall take into consideration that all – direct and indirect works and expenses required for the completion of the coming items are included in the unit price.4-Curing with water for at least three days for each coat. 5-Price of plastering shall include all required materials and works, mixing, scaffolds, cleaning the site, required equipment and workmanship to complete the work according to specifications and directions of the engineer 6- Price of tiling works shall include supply of all materials, mixing the cement paste, cutting the tiles to the required shapes and dimensions, cleaning the site ,required equipment & workmanship to complete the work according to specifications and directions of the engineer.
Floors
8.1 | 400 x 400 x 6 mm thick ceramic floor tiles | 96.48 | sq.m |  | 0
Walls
8.2 | 15mm thick cement sand plaster on internal and external walls | 546.98 | sq.m |  | 0
Ceiling
8.3 | interior decoration ceiling design, 6 mm thick plywood laminated ceiling on 50 x 50mm SW brandering @600x600mm c/c | 107.8 | sq.m |  | 0
Total Bill No.8 (Carried to Summary) |  |  |  |  | 0
BILL NO 9 PAINTING AND DECORATIONS
9.1 | Prepare and apply three coats Ruff 'N' safi exterior long lasting first grade plastic emulsion paint or any other equal and approved paint to Rendered surfaces | 546.98 | Sm |  | 0
9.2 | Supply, prepare and apply 3 coats smooth velvet emulsion paint or any other equal and approved paint to Plastered walls | 546.98 | Sm |  | 0
Total Bill No.9 (Carried to Summary) |  |  |  |  | 0
BILL NO 10 ELECTRICAL WORKS
10.1 | Twin Socket outlet | 8 | no |  | 0
10.2 | Single switch outlet | 10 | no |  | 0
10.3 | Flourscent light outlet | 14 | no |  | 0
10.4 | 8 -way SPN Consumer Unit for Flush Mounting incorporating 63 Amps Double Pole (DP) Main Isolator, Front Door Locking Device, Front Cover Labels and Spare Way Blanking Plates, but without MCBs. As SCHEIDER, SPS or equal and approved. Type CU3 | 4 | no |  | 0
HVAC Supply, Deliver, Install, Test and Commission the following AC indoor units including with all accessories including all connections as described.
10.5 | Wall mounted unit of cooling capacity: 12.3kW with inbuilt drain pump, power input: 0.15kW, single phase, Refrigerant R-410A complete with all hanging accessories, remote control, filter chamber, drain pump kit, suction canvas, ceiling panel, wiring from DP switch to fan coil unit, fabricated steel mounting brackets, steel frames and raw bolts, anti-vibration mountings. DP switch to be positioned next to the in door unit. The indoor unit shall be to Daikin/Toshiba/LG make or approved equivalent. | 2 | no |  | 0
Total Bill No.10 (Carried to Summary) |  |  |  |  | 0
VIP ABLUTIONS OF ADMIN BLOCK
ITEM | DESCRIPTION | QTY | UNIT | BID UNIT PRICE | BID AMOUNT (USD)
BILL NO 1 DOORS AND WINDOWS
1.1 | New 2,150mmx800mm with first class exported hardwood timber doors (Singapore model) complete with all necessary fittings, fixtures, handles and locks. Door type 01 - 45mm thick hardwood double Single panel door overall size 900 x 2150mm high with approved decorative glass in fan light size 1000 x 300mm, full jamb 250 x 50mm rebated hardwood solid timber frame, 25mm quadrant beading, 50 x 15mm architraves with surface primed back, complete with polishing and appropriate three (3) coats clear lacquer all done to the satisfaction of the Architect in accordance with Architectural drawings | 4 | no |  | 0
1.2 | Supply and fix Alumunuim windows PVC frames .(measuring 600 x 600mm inclusive frame), 5mm thick plate , high quality lever fasteners, | 3 | no |  | 0
| Total Bill No.1 |  |  |  | 0
BILL NO. 2 FINISHES
2.1 | 150 x 200 x 6 mm thick ceramic wall tiles | 34.902 | sq.m |  | 0
2.2 | 200 x 200 x 6 mm thick ceramic FLOOR tiles | 13.5 | sq.m |  | 0
2.5 | Prepare and apply three coats of gloss oil paint; 'Premium Grade brand' to wall surfaces | 36.54 | sq.m |  | 0
2.6 | Raking and keying to all masonry walling | 17.33 | sq.m |  | 0
| Total Bill No.2 |  |  |  | 0
BILL NO. 3 Plumbing works
3.1 | Fittings | 2 |  |  | 0
3.2 | Water closet (W.C.) suite in white vitreous china comprising: Glazed W.C. pan with heavy duty unbreakable plastic seat and cover, close couple cistern and fittings, 6.0 litres, including chrome lever and cover clip and WC outlet connector. The cistern to have internal overflow. Water closet pan to be as 'Twyford classic' or equal and approved | 3 | no |  | 0
3.3 | Pedestal wash hand basin in white vitreous china size 500x400 mm complete with 'Aztec' chromed taps and handles, a 32mm diameter chrome plated pop-up waste and a 32mm Caradon Terrain' plastic bottle trap. Wash hand basin to be as 'Twyford Galerie Design' or equal and approved | 4 | no |  | 0
3.4 | Wall mounted Pegler tap or equal approved complet plus necessary piping and joints | 3 | no |  | 0
PPR Pipes
3.5 | Supply, deliver and install pipes, tubing and fittings as described and shown on the drawings. The pipes shall be PPR PN 20 pipes and all conforming to the current European standards for PPR installations and to the Engineers approval, pipe jointing shall be by polyfusion or use of electric coupling and to manufacturer's printed instructions. Rates must allow for all Metal/plastic threaded adaptors where required, valves, unions, sockets, sliding and fixed joints, support raceways, isolating sheaths, elastic material, expansion arms and bends, crossovers, couplings, clippings, connectors, joints and for the connection of sanitary fixtures etc. as required in the running lengths of pipework and also where necessary, for pipe fixing clips, holder bats plugged and screwed for the proper and satisfactory functioning of the system. The pipes will be pressure tested before the plastering of wall commences and as per the manufacturers recommended testing procedures. The sizes indicated are the minimum bore sizes. | 3 | no |  | 0
| Total Bill No.3 |  |  |  | 0
BILL NO. 4 Septic Tank
EXCAVATION AND EARTHWORKS
a) | Excavate starting from stripped level for septic tank pit size proided in the drawing indepths of 1500mm in normal soil to be approved by site Engineer | 16.26 | cum |  | 0
b) | Supply all materials and cast 50mm concrete for blinding concrete ratio 1:4:8 | 0.58 | cum |  | 0
c) | Return fill in and ram excavated material around foundations as directed by Engineer on site | 10.8 | cum |  | 0
d) | Cart-away surplus excavated materials to where directed by Engineer | 5 | cum |  | 0
e) | Allow for keeping excavations free from undergroung, or storm water | 1 | item |  | 0
| Excavation works (Carried to Summary) |  |  |  | 0
SUBSTRUCTURE WORKS
Concrete works
Vibrated reinforced concrete 1:2:4 to:-
f) | Supply all materials and cast 150mm thick Slab and 100mm dividing wall | 2.47 | cum |  | 0
Reinforcement details
g) | Supply and fix strip steel reinforcement round bars to B.s 4449 including all cutting to size, binding wire and spacer blocks in strip to be placed according to the structural drawings provided or as advised by Structural Site Engineer | 259.4 | kg-D12,8 |  | 0
Walling
h) | 200mm thick natural stone grade1 walling in cement sand mortar 1:3 with and including hoop- iron after every 2nd alternate course. | 11.2 | sq.m |  | 0
| Substracture (Carried to Summary) |  |  |  | 0
SUPERSTRUCTURE WORKS
1- Supplying , placing, workmanship, mortar, scaffolds, filling mastic for expansion joints and all other required materials, equipment and tools to complete the work according to specifications and directions of supervisor engineer. 2 -Contractor to provide samples for approval and all the required tests. 3-The following items include supply and cast of concrete, shuttering, tie rods, spacers, supply and placing of concrete, vibrating, steel reinforcement shaping and fixing, curing, steel reinforcement, and supply and cast the required concrete, using mechanical vibrators, curing, testing steel reinforcement and concrete, and all other requirements and workmanship as per specifications, drawings and engineers instructions. The contractor has to submit shop drawings for approval prior to work.
Vibrated reinforced concrete 1:2:4 (20/20) in:-
i) | Supply all materials and cast ring beams & Lintols as per structural design drawings | 1.26 | cum |  | 0
Formwork
j) | Supply and fix formwork on sides of ringbeams | 12.6 | sq.m |  | 0
Reinforcement works
k) | Assorted for beam reinforcement | 132.3 | kg-D10 |  | 0
| Super structure works (Carried to Summary) |  |  |  | 0
BILL NO 11.4: FINISHES
Walls
l) | 10mm thick cement sand plaster on internal walls | 14 | sq.m |  | 0
m) | inlet and outlet manholes | 5 | no |  | 0
n) | soak away pit excavation and filling up with approved loose material 1000mm dia with a depth of 2000mm filled with broken hardcore and covere on top with polythene | 1 | no |  | 0
o) | Cast mass concrete 200mm thick, dosage 1:3:6 | 0.40212 | CM |  | 0
p) | Construct 200mm thick walling | 3.7699 | SM |  | 0
q) | Cast 150mm thick cover slab Cocrete C20/25 200mm | 0.30159 | CM |  | 0
r) | Slab reinforcement ribbed 10mm bars | 19.9908 | kg
t) | 600X400mm inspection chambers to acceptable depths approved by site engineeer compleet with approved concrete manhole cover | 3 | no |  | 0
| Sub total Finishes (Carried to Summary) |  |  |  | 0
| Total Bill No.4 |  |  |  | 0
ONE (1) BLOCK OF NEW CONSTRUCTION (2 CLASSROOMS BLOCK)
1 | Total Bill No. 1 | 1 | No. | 0 | 0
2 | Total Bill No. 2 | 1 | No. | 0 | 0
3 | Total Bill No. 3 | 1 | No. | 0 | 0
4 | Total Bill No. 4 | 1 | No. | 0 | 0
5 | Total Bill No. 5 | 1 | No. | 0 | 0
6 | Total Bill No. 6 | 1 | No. | 0 | 0
7 | Total Bill No. 7 | 1 | No. | 0 | 0
8 | Total Bill No. 8 | 1 | No. | 0 | 0
9 | Total Bill No. 9 | 1 | No. | 0 | 0
10 | Total Bill No. 10 | 1 | No. | 0 | 0
| SUB-TOTAL |  |  |  | 0
SUMMARY FOR CONSTRUCTION VIP ABLUTION UNITS
1 | Total Bill No. 1 | 1 | No. | 0 | 0
2 | Total Bill No. 2 | 1 | No. | 0 | 0
3 | Total Bill No. 3 | 1 | No. | 0 | 0
4 | Total Bill No. 5 | 1 | No. | 0 | 0
SUB-TOTAL |  |  |  |  | 0
GRAND TOTAL BID AMOUNT |  |  |  |  | 0
AMOUNT IN WORDS:

## LOT2-R-JLS-TTI- Canteen
Concern Worldwide
BID SCHEDULE
PROPOSED CONSTRUCTION OF CANTEEN KISMAYO TEACHER TRAINING CENTER
Location: KISMAYO, JUBALAND
ITEM | DESCRIPTION | QTY | UNIT | BID UNIT RATE | AMOUNT (USD)
Notes: The contractor is reminded to visit the site before filling the Request for Quotation to ascertain the extent of the conditions of site. All quantified works in the Request for Quatation are provisional and payment shall be made based on the actual work executed at the site and agreed upon by all parties. The contractor is advised to constantly seek the Engineer instructions at each phase of the work and if required, before filling the Request for Quotation. All unit rate shall be deemed to include all elements of supplying and construction work that is labour and other overheads eg security, profit and overheads, cost of materials, wastages, transport etc.
BILL NO 1 PRELIMINARY WORKS
The contractor shall provide, erect and maintain all safety measures requirements according to specifications, including protecting the scaffolding with special cloth or fabric, and work plan for all items should be submitted before starting any activity. The contractor is reminded to supply crushed machine ballast for any concrete works at the site.
1 | Demolish the existing Structure delapidated building and berkad; recommended to visit to the site before you fill out BoQs. | 1 | item |  | 0
1.1 | Provision for building site office and temporary store as directed by site Engineer on site. Cost to include erecting corrugated iron sheet along the site compound to act as hoarding and any cost to be incurred in preparation | 1 | item |  | 0
1.2 | Clear the site to remove trees and top soil to an average depth of 150mm. The work includes mobilization, site clearing the scrubs, removal any tree and roots, | 1 | item |  | 0
Total Bill No.1 (Carried to Summary) |  |  |  |  | 0
BILL NO 2 EXCAVATION AND EARTHWORKS
2.1 | Excavate starting from stripped level a 600mm wide foundation trench to an average depth of 1500mm (1.5m) in normal soil to be approved by site Engineer | 30.96 | cum |  | 0
2.2 | Excavate starting from stripped level a column base foundation as per foundation layout to an average depth of 1500mm (1.5m) in normal soil to be approved by site Engineer | 3.6 | cum |  | 0
2.3 | Supply all materials and cast 50mm concrete for blinding concrete ratio 1:4:8 | 1.152 | cum |  | 0
2.4 | Return fill in and ram excavated material around foundations as directed by Engineer on site | 3.096 | cum |  | 0
2.5 | Cart-away surplus excavated materials to where directed by Engineer | 1 | Lm |  | 0
2.6 | Allow for keeping excavations free from undergroung, or storm water | 1 | item |  | 0
Total Bill No.2 (Carried to Summary) |  |  |  |  | 0
BILL NO 3 SUBSTRUCTURE WORKS
The following items include supply and cast of concrete, shuttering, tie rods, spacers, supply and placing of concrete, vibrating, steel reinforcement shaping and fixing, curing, steel reinforcement, and supply and cast the required concrete, using mechanical vibrators, curing, testing steel reinforcement and concrete, and all other requirements and workmanship as per specifications, drawings and engineers instructions.
3.1 | Supply and handpark 300mm hardcore filling well watered and compacted to receive murram (m.s) as directed on site. | 15.75 | cum |  | 0
3.2 | Supply and lay 50mm thick murram blinding well compacted to receive floor bed(m.s) | 4.5 | cum |  | 0
Concrete works
Vibrated reinforced concrete 1:2:4 to:-
3.3 | Supply all materials and cast 150mm thick floor slab | 6.75 | cum |  | 0
3.4 | Supply all materials and cast 400mm grade beam | 2.752 | cum |  | 0
3.5 | Supply all materials and cast 200mm thick strip foundation footing. | 4.128 | cum |  | 0
3.6 | Supply all materials and cast 400mmx400mm (foundation column Neck height 1.5m) according to structural drawings upon approval by Site Engineer | 1.44 | cum |  | 0
3.7 | Supply all materials and cast 200mm thick column bases to be approved by Engineer and according structural drawings | 1.2 | cum |  | 0
Reinforcement details
3.8 | Supply and fix one layer B.R.C ref. No. A 142 fabric reinforcement with 150mm end laps tying wire and spacer blocks weighing 2.22kg/sm (measured nett, allow for laps) | 45 | sq.m |  | 0
3.9 | Supply and fix strip steel reinforcement round bars to B.s 4449 including all cutting to size, binding wire and spacer blocks in strip to be placed according to the structural drawings provided or as advised by Structural Site Engineer | 122.3493 | kg |  | 0
Sawnform work to:-
3.1 | Supply and fix formwork for sides of stub columns, strip footing formworks and edges of base columns | 45.84 | sq.m |  | 0
3.11 | Supply and fix formwork for sides and edges of floor bed 75-160mm high | 6.876 | lm |  | 0
Foundation Walling
3.12 | 400mm thick natural stone grade1 walling in cement sand mortar 1:3 with and including hoop-iron after every 2nd alternate course. | 24.08 | cum |  | 0
3.13 | Premise 200cc" or any other equal and approved anti-termite treatment applied as per manufactures | 89.7 | lm |  | 0
Damp proofing
3.14 | 500mm gauge polythene damp proof membrane with 150mm (Min) end and side laps | 45 | sq.m |  | 0
3 ply hessian based bituminous felt damp proof course bedded on mortar including leveling:-
3.15 | Supply and fix 200mm wide damp proof course under walls. | 34.4 | lm |  | 0
Plinths
3.16 | Supply and fix 12mm thick rendering in cement sand mortar 1:4 | 0.688 | cum |  | 0
3.17 | Prepare and apply 3 coats black bituminous paint | 68.8 | sq.m |  | 0
Total Bill No.3 (Carried to Summary) |  |  |  |  | 0
BILL NO 4 SUPERSTRUCTURE WORKS
1- Supplying , placing, workmanship, mortar, scaffolds, filling mastic for expansion joints and all other required materials, equipment and tools to complete the work according to specifications and directions of supervisor engineer. 2 -Contractor to provide samples for approval and all the required tests. 3-The following items include supply and cast of concrete, shuttering, tie rods, spacers, supply and placing of concrete, vibrating, steel reinforcement shaping and fixing, curing, steel reinforcement, and supply and cast the required concrete, using mechanical vibrators, curing, testing steel reinforcement and concrete, and all other requirements and workmanship as per specifications, drawings and engineers instructions. The contractor has to submit shop drawings for approval prior to work.
Vibrated reinforced concrete 1:2:4 (20/20) in:-
4.1 | Supply all materials and cast ring beams & Lintols as per structural design drawings | 2.752 | cum |  | 0
4.2 | Supply all materials and cast columns as per structural design drawings attached work to be approved by Engineer | 1.824 | cum |  | 0
Formwork
4.3 | Supply and fix formwork for sides of columns | 25.2 | sq.m |  | 0
4.4 | Supply and fix formwork on sides and soffites of ringbeams | 27.52 | sq.m |  | 0
Reinforcement works
4.5 | Assorted for beam reinforcement | 422.1052 | kg |  | 0
4.6 | Assorted for column reinforcement | 122.705 | kg |  | 0
Walling
4.7 | 200mm thick Solid Block cement walling in cement mortar 1:4 with and including hoop-iron after every 2nd alternate course | 130.72 | sq.m |  | 0
Total Bill No.4 (Carried to Summary) |  |  |  |  | 0
BILL NO 5 DOORS
All works must be according to drawings, specification and engineer instructions.Rates shall include:- 1- Submitting samples for steel section for approval of material, accessories, color and fixation method 2- Steel frames should be filled with fine aggregate mortar concrete, for fixation 3- Hardware, ironmongery and accessories should be approved before supply the materials 4-All required tests for painting materials.
Doors
5.1 | New 2,150mmx900mm with first class exported hardwood timber doors (Singapore model) complete with all necessary fittings, fixtures, handles and locks. Door type 01 - 45mm thick hardwood double Single panel door overall size 900 x 2150mm high with approved decorative glass in fan light size 1000 x 300mm, full jamb 250 x 50mm rebated hardwood solid timber frame, 25mm quadrant beading, 50 x 15mm architraves with surface primed back, complete with polishing and appropriate three (3) coats clear lacquer all done to the satisfaction of the Architect in accordance with Architectural drawings | 2 | no |  | 0
Total Bill No.5 (Carried to Summary) |  |  |  |  | 0
BILL NO 6 WINDOWS
Supply, assemle and fix the following purpose made (standard W20 heavy duty sections) complete with opening accessories and permanent vents for the full width of window as detailed including cuMBng and 4mm thick toughened glazing fixing lugs to stone wall and pointing all round frames in mastic with 25 x 3mm steel flats burglarproofing at opening sashes only and full gloss decoration as necessary;
6.1 | Supply and fix Alumunuim windows PVC frames .(measuring 1500 x 1200mm inclusive frame), 5mm thick plate , high quality lever fasteners, with stell grill protection bars. | 3 | no |  | 0
Total Bill No.6 (Carried to Summary) |  |  |  |  | 0
ELEMENT NO. 7 ROOFING
The contractor is reminded to include in his pricing, the cost of supply, cutting waste and erecting. Timber to be treated as described in the specifications. All roofing timber should be 2nd grade cellcured cypress, straight, well seasoned, free from knots and insect attacks. All steel trusses to be approved before installation
7.1 | Supply fix 26 IT5 Gauge Galvanized corrugated Iron sheet pre-painted . Secured with approved accessories. | 47.84 | sq.m |  | 0
7.2 | Supply and fix matching barrel end 150mm half round ridge capping. | 28 | lm |  | 0
7.3 | Supply and fabricate timber trusses spaced @ 1500 c/c along wall plate using 150mm x 50mm thick timber members for trusses, rafters, struts and collars | 174 | lm |  | 0
7.4 | Supply and fix 100 x 50mm wall plate secured on the wall using bolts and fixed with hoop iron to ring beam. | 53 | lm |  | 0
7.5 | 50mm x 50mm cypress timber for purlins spaced @ 375 mm across the trusses and secured to the truss rafters using appropriate bolts, nuts and washers | 102 | lm |  | 0
7.6 | 200 x 25mm fascia board (apply wood primer on back of timber before fixing fascia board. | 30 | lm |  | 0
7.7 | interior decoration ceiling design, 6 mm thick plywood laminated ceiling on 50 x 50mm SW brandering @600x600mm c/c | 45 | sq.m |  | 0
Total Bill No.7 (Carried to Summary) |  |  |  |  | 0
BILL NO 8 FINISHES
All works must be according to specification and engineer instructions. Rates shall include : 1-Supply of all needed materials, including galvanized angles for the corners as well as the use of galvanized wire mesh between concrete 2-Preparation works by covering all conduits of electricity, water supplies ,between existing walls and slabs … etc, with a galvanized wire mesh at least 20cm width coated by mortar (1:1) cement : sand and the work includes removal of wires and nails and cleaning of surfaces to be ready for plastering .This should be done prior to commencement of plastering and after obtaining a written approval from the supervision engineer. 3-Contractor shall take into consideration that all – direct and indirect works and expenses required for the completion of the coming items are included in the unit price.4-Curing with water for at least three days for each coat. 5-Price of plastering shall include all required materials and works, mixing, scaffolds, cleaning the site, required equipment and workmanship to complete the work according to specifications and directions of the engineer 6- Price of tiling works shall include supply of all materials, mixing the cement paste, cutting the tiles to the required shapes and dimensions, cleaning the site ,required equipment & workmanship to complete the work according to specifications and directions of the engineer.
Floors
8.1 | 400 x 400 x 6 mm thick ceramic floor tiles | 45 | sq.m |  | 0
Walls
8.2 | 15mm thick cement sand plaster on internal and external walls | 261.44 | sq.m |  | 0
Total Bill No.8 (Carried to Summary) |  |  |  |  | 0
BILL NO 9 PAINTING AND DECORATIONS
9.1 | Prepare and apply three coats Ruff 'N' safi exterior long lasting first grade plastic emulsion paint or any other equal and approved paint to Rendered surfaces | 261.44 | Sm |  | 0
9.2 | Supply, prepare and apply 3 coats smooth velvet emulsion paint or any other equal and approved paint to Plastered walls | 261.44 | Sm |  | 0
Total Bill No.9 (Carried to Summary) |  |  |  |  | 0
BILL NO 9 Kitchen
All works must be according to specification and engineer instructions. Rates shall include : 1-Supply of all needed materials, including galvanized angles for the corners as well as the use of galvanized wire mesh between concrete 2-Preparation works by covering all conduits of electricity, water supplies ,between existing walls and slabs … etc, with a galvanized wire mesh at least 20cm width coated by mortar (1:1) cement : sand and the work includes removal of wires and nails and cleaning of surfaces to be ready for plastering .This should be done prior to commencement of plastering and after obtaining a written approval from the supervision engineer. 3-Contractor shall take into consideration that all – direct and indirect works and expenses required for the completion of the coming items are included in the unit price.4-Curing with water for at least three days for each coat. 5-Price of plastering shall include all required materials and works, mixing, scaffolds, cleaning the site, required equipment and workmanship to complete the work according to specifications and directions of the engineer 6- Price of tiling works shall include supply of all materials, mixing the cement paste, cutting the tiles to the required shapes and dimensions, cleaning the site ,required equipment & workmanship to complete the work according to specifications and directions of the engineer.
Worktop & Chimmy
9.1 | Construct 120mmx900mmx 4500mm high massonry walls forkitchen platfor support including tiles and other finsihes | 4.86 | cum |  | 0
9.2 | Installation chimney 600mmx1200mmx square prefabricated stainless steel, with 3000mm long exhausted pipe cover top cap | 1 | item |  | 0
Glazed tiles
9.2 | 6 mm glazed wall tiles fixed to plastered surfaces with approved adhesive to a height of 1200 mm in kitchen areas above counter top | 11.25 | sqm |  | 0
Accessories
9.3 | Supply and Fix All Accessories and fittings including their support brackets, screws et | 1 | Item |  | 0
Kitchen Sink (wall mounted)
9.4 | Single Bowl Double Drain Kitchen sink, size 2000 x 500mm complete with 15mm (½”) diameter chrome plated wall mounted COBRA Pillar type single hole sink mixer with extractable spout and 125mm flexible metal hose, 40mm (1½”) waste chain and 40mm (1½”) diameter PVC bottle trap. | 1 | No. |  | 0
Total Bill No.10 (Carried to Summary) |  |  |  |  | 0
BILL NO 11 ELECTRICAL WORKS
10.1 | Twin Socket outlet | 4 | no |  | 0
10.2 | Single switch outlet | 3 | no |  | 0
10.3 | Flourscent light outlet | 4 | no |  | 0
10.4 | 8 -way SPN Consumer Unit for Flush Mounting incorporating 63 Amps Double Pole (DP) Main Isolator, Front Door Locking Device, Front Cover Labels and Spare Way Blanking Plates, but without MCBs. As SCHEIDER, SPS or equal and approved. Type CU3 | 3 | no |  | 0
HVAC Supply, Deliver, Install, Test and Commission the following AC indoor units including with all accessories including all connections as described.
10.5 | Wall mounted unit of cooling capacity: 12.3kW with inbuilt drain pump, power input: 0.15kW, single phase, Refrigerant R-410A complete with all hanging accessories, remote control, filter chamber, drain pump kit, suction canvas, ceiling panel, wiring from DP switch to fan coil unit, fabricated steel mounting brackets, steel frames and raw bolts, anti-vibration mountings. DP switch to be positioned next to the in door unit. The indoor unit shall be to Daikin/Toshiba/LG make or approved equivalent. | 1 | no |  | 0
Total Bill No.11 (Carried to Summary) |  |  |  |  | 0
BILL NO 12, PLUMBING AND WATER SUPPLY WORKS
SANITARYWARE
Supply, deliver, install, test and commission the following sanitary fittings and accessories. Fixing to be to manufacturer's printed instructions.
12.1 | Supply and fix 150X150X6mm thick coloured ceramic glazed wall tiles to wall on prepared backgrounds (measured separately) | 2.25 | sq.m |  | 0
12.2 | Countertop wash hand basin in white vitreous china size 500x400 mm complete with 'Aztec' chromed taps and handles, a 32mm diameter chrome plated pop-up waste and a 32mm Caradon Terrain' plastic bottle trap. Wash hand basin to be as 'Twyford Galerie Design' or equal and approved | 1 | no |  | 0
INTERNAL PLUMBING AND WATER RETICULATION AND ASSOCIATED PIPEWORKS
12.3 | Supply, deliver and install pipes, tubing and fittings as described and shown on the drawings. The pipes shall be PPR PN 20 pipes and all conforming to the current European standards for PPR installations and to the Engineers approval, pipe jointing shall be by polyfusion or use of electric coupling and to manufacturer's printed instructions. Rates must allow for all Metal/plastic threaded adaptors where required, valves, unions, sockets, sliding and fixed joints, support raceways, isolating sheaths, elastic material,expansion arms and bends, crossovers, couplings, clippings, connectors, joints and for the connection of sanitary fixtures etc. as required in the running lengths of pipework and also where necessary, for pipe fixing clips, holder bats plugged and screwed for the proper and satisfactory functioning of the system. The pipes will be pressure tested before the plastering of wall commences and as per the manufacturers recommended testing procedures. The sizes indicated are the minimum bore sizes. | 1 | item |  | 0
| ASSOCIATED INTERNAL DRAINAGE PIPEWORK |  |  |  | 0
| Supply and fix uPVC soil system to BS 4660 and BS 4515 and MuPVC waste system to BS 5255 with screwed and socketed joints to BS 21. Solvent welded joints shall be as per the system manufacturers written instructions. Tenderers must allow in their pipework prices for all the couplings, connectors, joints etc. as required in the running lengths of pipework and also where necessary for pipe fixing clips, holderbats, plugs and screwed. The installation must comply with BS 5572 and fixing to be to the manufacturer's printed instructions. |  |  |  | 0
12.4 | Construction of chamber and connect pipes to the septic tank | 1 | lm |  | 0
| Note: Trade Names |  |  |  | 0
12.5 | Caradon Terrain Ltd's pipe and fittings have been used as a guide to the type and quality of materials required. Other brands must be equal and approved in writing by the Engineer before installation. One brand only shall be used and inconsistency shall not be accepted. | 1 | item |  | 0
Total Bill No.12 (Carried to Summary) |  |  |  |  | 0
ONE (1) BLOCK OF NEW CONSTRUCTION (2 CLASSROOMS BLOCK)
1 | Total Bill No. 1 | 1 | Lot | 0 | 0
2 | Total Bill No. 2 | 1 | Lot | 0 | 0
3 | Total Bill No. 3 | 1 | Lot | 0 | 0
4 | Total Bill No. 4 | 1 | Lot | 0 | 0
5 | Total Bill No. 5 | 1 | Lot | 0 | 0
6 | Total Bill No. 6 | 1 | Lot | 0 | 0
7 | Total Bill No. 7 | 1 | Lot | 0 | 0
8 | Total Bill No. 8 | 1 | Lot | 0 | 0
9 | Total Bill No. 9 | 1 | Lot | 0 | 0
10 | Total Bill No. 10 | 1 | Lot | 0 | 0
11 | Total Bill No. 11 | 1 | Lot | 0 | 0
12 | Total Bill No. 12 | 1 | Lot | 0 | 0
| SUB-TOTAL |  |  |  | 0
GRAND TOTAL BID AMOUNT |  |  |  |  | 0
AMOUNT IN WORDS:

## LOT2-S_Jubaland TTI_10CM TANK
Concern Worldwide
BID SCHEDULE
BILL OF QUANTITY FOR CONSTRUCTION OF 10CM 9.2M HIGH RCC WATER TOWER
Location: KISMAYO, JUBALAND
REF: JUBALAND TTI_S_10CM ELEVATED TANK
ITEM | DESCRIPTION | QTY | UNIT | BID UNIT RATE (USD) | AMOUNT (USD)
Jubaland State Teachers Training Institute: CONSTRUCTION OF 10CM 9.2M HIGH RCC WATER TOWER
Notes: The contractor is reminded to visit the site before filling the Request for Quotation to ascertain the extent of the conditions of site. All quantified works in the Request for Quatation are provisional and payment shall be made based on the actual work executed at the site and agreed upon by all parties. The contractor is advised to constantly seek the Engineer instructions at each phase of the work and if required, before filling the Request for Quotation. All unit rate shall be deemed to include all elements of supplying and construction work that is labour and other overheads eg security, profit and overheads, cost of materials, wastages, transport etc.
BILL NO 1 EXCAVATION AND EARTHWORKS
A | Excavate starting from stripped level a column base foundation as per foundation layout to an average depth of 1500mm (1.5m) in normal soil to be approved by site Engineer | 8.64 | cum |  | 0
B | Return fill in and ram excavated material around foundations as directed by Engineer on site | 7.8975 | cum |  | 0
C | Cart-away surplus excavated materials to where directed by Engineer | 0.7425 | cum |  | 0
D | Allow for keeping excavations free from undergroung, or storm water | 1 | item |  | 0
| SUB-TOTAL 1: EXCAVATION AND EARTHWORKS |  |  |  | 0
BILL NO 2 SUBSTRUCTURE WORKS
The following items include supply and cast of concrete, shuttering, tie rods, spacers, supply and placing of concrete, vibrating, steel reinforcement shaping and fixing, curing, steel reinforcement, and supply and cast the required concrete, using mechanical vibrators, curing, testing steel reinforcement and concrete, and all other requirements and workmanship as per specifications, drawings and engineers instructions.
Concrete works
E | Supply all materials and cast 50mm concrete for blinding concrete ratio 1:4:8 | 0.288 | cum |  | 0
Vibrated reinforced concrete 1:1:2 to:-
F | Supply all materials and cast 1,200x1,200mm footing 450mm thick to be approved by Engineer and according structural drawings | 2.592 | cum |  | 0
G | Supply all materials and cast 300mmx3000mm sub structure columns(foundation column height 1m) according to structural drawings upon approval by Site Engineer | 0.36 | cum |  | 0
H | Supply all materials and cast 450mm x 250mm tie beam at ground level with a length of 1.98m | 0.891 | cum |  | 0
Reinforcement details
High tensile steel reinforcement to B.S. 4461 in structural concrete work including cutting, bending, hoisting, fixing, tying wire and spacing blocks
I | 8 mm diameter bars-Colums | 12.32 | kg |  | 0
J | 16mm Diameter - Colum and footing | 240.83 | kg |  | 0
Sawnform work to:-
K | Supply and fix formwork for sides of stub columns, strip footing formworks and edges of base columns | 11 | sq.m |  | 0
| SUB-TOTAL 2: SUB STRUCTURE |  |  |  | 0
BILL NO 3 SUPERSTRUCTURE WORKS
1- Supplying , placing, workmanship, mortar, scaffolds, filling mastic for expansion joints and all other required materials, equipment and tools to complete the work according to specifications and directions of supervisor engineer. 2 -Contractor to provide samples for approval and all the required tests. 3-The following items include supply and cast of concrete, shuttering, tie rods, spacers, supply and placing of concrete, vibrating, steel reinforcement shaping and fixing, curing, steel reinforcement, and supply and cast the required concrete, using mechanical vibrators, curing, testing steel reinforcement and concrete, and all other requirements and workmanship as per specifications, drawings and engineers instructions. The contractor has to submit shop drawings for approval prior to work.
Vibrated reinforced concrete 1:1:2 (C25) in:-
L | Supply all materials and cast mid beam per structural design drawings | 0.891 | cum |  | 0
M | Supply all materials and cast Square beam as per structural design drawings attached work to be approved by Engineer | 1.4256 | cum |  | 0
N | Supply all materials and cast columns as per structural design drawings attached work to be approved by Engineer | 1.872 | cum |  | 0
O | Supply all materials and cast tank floor, walling and cover slab as per structural design drawings attached work to be approved by Engineer | 8.9221 | cum |  | 0
Reinforcement details
| High tensile steel reinforcement to B.S. 4461 in structural concrete work including cutting, bending, hoisting, fixing, tying wire and spacing blocks | 0
P | 8 mm diameter bars-Colums and mid beam | 104.6 | kg |  | 0
Q | 16mm Diameter -Columns and mid beam | 222.07 | kg |  | 0
R | 20 mm Diameter - Top Beam | 78.25 | kg |  | 0
S | D16mm Diameter-Bottom slab | 749 | kg |  | 0
T | 12mm Diameter -Tank Wall | 548.07 | kg |  | 0
U | 10mm Diameter - Top slab | 226.44 | kg |  | 0
Formwork
V | Supply and fix formwork for sides of columns and slab | 28.8 | sq.m |  | 0
W | Supply and fix formwork on sides and soffites of ringbeams | 24 | sq.m |  | 0
X | Supply and fix formwork on sides and soffites of RC tank | 47 | sq.m |  | 0
Walling
| SUB-TOTAL 3: SUPERSTRUCTURE |  |  |  | 0
BILL NO 4 FINISHES
All works must be according to specification and engineer instructions. Rates shall include : 1-Supply of all needed materials, including galvanized angles for the corners as well as the use of galvanized wire mesh between concrete 2-Sand and the work includes removal of wires and nails and cleaning of surfaces to be ready for plastering .This should be done prior to commencement of plastering and after obtaining a written approval from the supervision engineer. 3-Contractor shall take into consideration that all – direct and indirect works and expenses required for the completion of the coming items are included in the unit price.4-Curing with water for at least three days for each coat. 5-Price of plastering shall include all required materials and works, mixing, scaffolds, cleaning the site, required equipment and workmanship to complete the work according to specifications and directions of the engineer 6- Price of tiling works shall include supply of all materials, mixing the cement paste, cutting the tiles to the required shapes and dimensions, cleaning the site ,required equipment & workmanship to complete the work according to specifications and directions of the engineer.
Floors and walls
Y | Supply all materials and screed 25mm thick cement sand screed 1:2 steel backing | 8.9221 | sq.m |  | 0
| SUB-TOTAL 4: FINISHES |  |  |  | 0
BILL NO 5 WATER PROOFING, PAINTING AND DECORATIONS
Rates include: 1- Any painting materials must have a valid certificate confirming that the paint materials meet with standard and specification , tested by approved local laboratory and have the final approved from the supervisor engineer. 2- The surface must be dry and clean before painting. 3- All painting works should provide the required coverage. 4- All paint works must be according to specifications , drawings and supervisor engineer instructions. 5- Contractor shall take into consideration that all – direct and indirect works and expenses required for the completion of the coming items are included in the unit price. 6- Smoothen surfaces of existing plastering before the Commencement paint using sand paper. 7- Price of painting shall include supply of all materials, cleaning the site, required equipment and workmanship to complete the work according to specifications and directions of the engineer. 8- All pipes connected to the tank including the inlet, outlet, score pipe and the overflow pipe shall be GI materials. other pipes shall be HDPE material.
Z | Prepare and apply three coats exterior long lasting water proofing or any other equal and approved paint to Rendered surfaces | 8.9221 | sq.m |  | 0
AA | Prepare and apply three coats exterior long lasting first grade plastic emulsion paint as"crown" or any other equal and approved paint to Rendered surfaces | 8.9221 | sq.m |  | 0
| SUB-TOTAL 5: PAINTING AND DECORATIONS |  |  |  | 0
BILL NO 6 PLUMBING WORKS
Rates include: Supply all the pipes and fittings for the inlet, outlet, score pipe and distribution pipe including construction of two inspection chambers for the inlet valve and outlet valve.
AB | Supply and install 50mm diameter HDPE inlet pipe 14meters legth with all associatied fittings, from the inspection chamber to the tank inlete | 1 | Nr. |  | 0
AC | Supply and install 50mm diameter HDPE PN16 outlet with a thickness of 3.7mm and a total leght of 14meters with all associatied fittings, from the tank outlet to the inspection chamber of the control valves | 1 | Nr. |  | 0
AD | Score sysrem: Supply and install 90mm diameter HDPE pipe PN16 with a wall thickness of 6.7mm and a total leght of 14meters for overflow and score pipes with all associatied fittings and sundries, from the tank outlets to the inspection chamber of the control valves | 1 | Nr. |  | 0
AE | Construction of two inspection chambers for the inlet valves and outlet valves measuring 1meter by 1 meter with a dept of 900mm below the ground level. The walling to be made wing solid blocks with mortar 1:4 in cement and sand, and well plastered internally. Provide 600x600mm wooden cover with a frame, In cluding cost of supplying and installation of external access ladder | 2 | Nr. |  | 0
| SUB-TOTAL 6:PLUMBING ACCESSORIES, PIPING WITH HDPE PIPE, LADDER AND OTHERS |  |  |  | 0
GRAND SUMMARY OF BID AMOUNTS
1 | SUB-TOTAL 1: EXCAVATION AND EARTHWORKS |  |  |  | 0
2 | SUB-TOTAL 2: SUB STRUCTURE |  |  |  | 0
3 | SUB-TOTAL 3: SUPERSTRUCTURE |  |  |  | 0
4 | SUB-TOTAL 4: FINISHES |  |  |  | 0
5 | SUB-TOTAL 5: PAINTING AND DECORATIONS |  |  |  | 0
6 | SUB-TOTAL 6:PLUMBING ACCESSORIES, PIPING WITH HDPE PIPE, LADDER AND OTHERS |  |  |  | 0
| TOTAL |  |  |  | 0
| Add Contency 0% of TOTAL |  |  |  | 0
| GRAND-TOTAL |  |  |  | 0
| GRAND TOTAL ELEVATED TANK 10CM-JUBA TTI |  |  |  | 0
AMOUNT IN WORDS: